## old
generation_plant_id | name | gen_tech | load_zone_id | connect_cost_per_mw | capacity_limit_mw | variable_o_m | forced_outage_rate | scheduled_outage_rate | full_load_heat_rate | hydro_efficiency | max_age | min_build_capacity | is_variable | is_baseload | is_cogen | energy_source | unit_size | storage_efficiency | store_to_release_ratio | min_load_fraction | startup_fuel | startup_om | ccs_capture_efficiency | ccs_energy_load | eia_plant_code | latitude | longitude | county | state | geom | substation_connection_geom | geom_area
5000808 | Barrier | Hydro_NonPumped | 8 | 73948.68 | NULL | 6.7378 | 0.05 | 0.019 | NULL | NULL | 200 | 0 | FALSE | FALSE | FALSE | Water | NULL | NULL | NULL | 0 | 0 | 0 | NULL | NULL | NULL | NULL | NULL | NULL | NULL | NULL | NULL | NULL
5000809 | Bearspaw | Hydro_NonPumped | 8 | 73948.68 | NULL | 6.7378 | 0.05 | 0.019 | NULL | NULL | 200 | 0 | FALSE | FALSE | FALSE | Water | NULL | NULL | NULL | 0 | 0 | 0 | NULL | NULL | NULL | NULL | NULL | NULL | NULL | NULL | NULL | NULL
5000810 | Belly_River_CHD | Hydro_NonPumped | 8 | 73948.68 | NULL | 6.7378 | 0.05 | 0.019 | NULL | NULL | 200 | 0 | FALSE | FALSE | FALSE | Water | NULL | NULL | NULL | 0 | 0 | 0 | NULL | NULL | NULL | NULL | NULL | NULL | NULL | NULL | NULL | NULL
5000811 | Bighorn | Hydro_NonPumped | 8 | 73948.68 | NULL | 6.7378 | 0.05 | 0.019 | NULL | NULL | 200 | 0 | FALSE | FALSE | FALSE | Water | NULL | NULL | NULL | 0 | 0 | 0 | NULL | NULL | NULL | NULL | NULL | NULL | NULL | NULL | NULL | NULL
5000812 | Brazeau | Hydro_NonPumped | 8 | 73948.68 | NULL | 6.7378 | 0.05 | 0.019 | NULL | NULL | 200 | 0 | FALSE | FALSE | FALSE | Water | NULL | NULL | NULL | 0 | 0 | 0 | NULL | NULL | NULL | NULL | NULL | NULL | NULL | NULL | NULL | NULL
5000813 | Brazeau | Hydro_NonPumped | 8 | 73948.68 | NULL | 6.7378 | 0.05 | 0.019 | NULL | NULL | 200 | 0 | FALSE | FALSE | FALSE | Water | NULL | NULL | NULL | 0 | 0 | 0 | NULL | NULL | NULL | NULL | NULL | NULL | NULL | NULL | NULL | NULL
5000814 | Cascade_AB | Hydro_NonPumped | 8 | 73948.68 | NULL | 6.7378 | 0.05 | 0.019 | NULL | NULL | 200 | 0 | FALSE | FALSE | FALSE | Water | NULL | NULL | NULL | 0 | 0 | 0 | NULL | NULL | NULL | NULL | NULL | NULL | NULL | NULL | NULL | NULL
5000815 | Chin_Chute | Hydro_NonPumped | 8 | 73948.68 | NULL | 6.7378 | 0.05 | 0.019 | NULL | NULL | 200 | 0 | FALSE | FALSE | FALSE | Water | NULL | NULL | NULL | 0 | 0 | 0 | NULL | NULL | NULL | NULL | NULL | NULL | NULL | NULL | NULL | NULL
5000816 | Dickson_Dam | Hydro_NonPumped | 8 | 73948.68 | NULL | 6.7378 | 0.05 | 0.019 | NULL | NULL | 200 | 0 | FALSE | FALSE | FALSE | Water | NULL | NULL | NULL | 0 | 0 | 0 | NULL | NULL | NULL | NULL | NULL | NULL | NULL | NULL | NULL | NULL
5000817 | Ghost | Hydro_NonPumped | 8 | 73948.68 | NULL | 6.7378 | 0.05 | 0.019 | NULL | NULL | 200 | 0 | FALSE | FALSE | FALSE | Water | NULL | NULL | NULL | 0 | 0 | 0 | NULL | NULL | NULL | NULL | NULL | NULL | NULL | NULL | NULL | NULL
5000818 | Horseshoe | Hydro_NonPumped | 8 | 73948.68 | NULL | 6.7378 | 0.05 | 0.019 | NULL | NULL | 200 | 0 | FALSE | FALSE | FALSE | Water | NULL | NULL | NULL | 0 | 0 | 0 | NULL | NULL | NULL | NULL | NULL | NULL | NULL | NULL | NULL | NULL
5000819 | Interlakes | Hydro_NonPumped | 8 | 73948.68 | NULL | 6.7378 | 0.05 | 0.019 | NULL | NULL | 200 | 0 | FALSE | FALSE | FALSE | Water | NULL | NULL | NULL | 0 | 0 | 0 | NULL | NULL | NULL | NULL | NULL | NULL | NULL | NULL | NULL | NULL
5000820 | Irrican | Hydro_NonPumped | 8 | 73948.68 | NULL | 6.7378 | 0.05 | 0.019 | NULL | NULL | 200 | 0 | FALSE | FALSE | FALSE | Water | NULL | NULL | NULL | 0 | 0 | 0 | NULL | NULL | NULL | NULL | NULL | NULL | NULL | NULL | NULL | NULL
5000821 | Kananaskis | Hydro_NonPumped | 8 | 73948.68 | NULL | 6.7378 | 0.05 | 0.019 | NULL | NULL | 200 | 0 | FALSE | FALSE | FALSE | Water | NULL | NULL | NULL | 0 | 0 | 0 | NULL | NULL | NULL | NULL | NULL | NULL | NULL | NULL | NULL | NULL
5000822 | Oldman_River | Hydro_NonPumped | 8 | 73948.68 | NULL | 6.7378 | 0.05 | 0.019 | NULL | NULL | 200 | 0 | FALSE | FALSE | FALSE | Water | NULL | NULL | NULL | 0 | 0 | 0 | NULL | NULL | NULL | NULL | NULL | NULL | NULL | NULL | NULL | NULL
5000823 | Pocaterra | Hydro_NonPumped | 8 | 73948.68 | NULL | 6.7378 | 0.05 | 0.019 | NULL | NULL | 200 | 0 | FALSE | FALSE | FALSE | Water | NULL | NULL | NULL | 0 | 0 | 0 | NULL | NULL | NULL | NULL | NULL | NULL | NULL | NULL | NULL | NULL
5000824 | Raymond_Reservoir | Hydro_NonPumped | 8 | 73948.68 | NULL | 6.7378 | 0.05 | 0.019 | NULL | NULL | 200 | 0 | FALSE | FALSE | FALSE | Water | NULL | NULL | NULL | 0 | 0 | 0 | NULL | NULL | NULL | NULL | NULL | NULL | NULL | NULL | NULL | NULL
5000825 | Rundle | Hydro_NonPumped | 8 | 73948.68 | NULL | 6.7378 | 0.05 | 0.019 | NULL | NULL | 200 | 0 | FALSE | FALSE | FALSE | Water | NULL | NULL | NULL | 0 | 0 | 0 | NULL | NULL | NULL | NULL | NULL | NULL | NULL | NULL | NULL | NULL
5000826 | Spray | Hydro_NonPumped | 8 | 73948.68 | NULL | 6.7378 | 0.05 | 0.019 | NULL | NULL | 200 | 0 | FALSE | FALSE | FALSE | Water | NULL | NULL | NULL | 0 | 0 | 0 | NULL | NULL | NULL | NULL | NULL | NULL | NULL | NULL | NULL | NULL
5000827 | Taylor_Chute | Hydro_NonPumped | 8 | 73948.68 | NULL | 6.7378 | 0.05 | 0.019 | NULL | NULL | 200 | 0 | FALSE | FALSE | FALSE | Water | NULL | NULL | NULL | 0 | 0 | 0 | NULL | NULL | NULL | NULL | NULL | NULL | NULL | NULL | NULL | NULL
5000828 | Three_Sisters | Hydro_NonPumped | 8 | 73948.68 | NULL | 6.7378 | 0.05 | 0.019 | NULL | NULL | 200 | 0 | FALSE | FALSE | FALSE | Water | NULL | NULL | NULL | 0 | 0 | 0 | NULL | NULL | NULL | NULL | NULL | NULL | NULL | NULL | NULL | NULL
5000829 | Waterton_CHD | Hydro_NonPumped | 8 | 73948.68 | NULL | 6.7378 | 0.05 | 0.019 | NULL | NULL | 200 | 0 | FALSE | FALSE | FALSE | Water | NULL | NULL | NULL | 0 | 0 | 0 | NULL | NULL | NULL | NULL | NULL | NULL | NULL | NULL | NULL | NULL
5000830 | Aberfeldie | Hydro_NonPumped | 9 | 73948.68 | NULL | 6.7378 | 0.05 | 0.019 | NULL | NULL | 200 | 0 | FALSE | FALSE | FALSE | Water | NULL | NULL | NULL | 0 | 0 | 0 | NULL | NULL | NULL | NULL | NULL | NULL | NULL | NULL | NULL | NULL
5000831 | Akolkolex | Hydro_NonPumped | 9 | 73948.68 | NULL | 6.7378 | 0.05 | 0.019 | NULL | NULL | 200 | 0 | FALSE | FALSE | FALSE | Water | NULL | NULL | NULL | 0 | 0 | 0 | NULL | NULL | NULL | NULL | NULL | NULL | NULL | NULL | NULL | NULL
5000832 | Alouette | Hydro_NonPumped | 9 | 73948.68 | NULL | 6.7378 | 0.05 | 0.019 | NULL | NULL | 200 | 0 | FALSE | FALSE | FALSE | Water | NULL | NULL | NULL | 0 | 0 | 0 | NULL | NULL | NULL | NULL | NULL | NULL | NULL | NULL | NULL | NULL
5000833 | Arrow_Lakes | Hydro_NonPumped | 9 | 73948.68 | NULL | 6.7378 | 0.05 | 0.019 | NULL | NULL | 200 | 0 | FALSE | FALSE | FALSE | Water | NULL | NULL | NULL | 0 | 0 | 0 | NULL | NULL | NULL | NULL | NULL | NULL | NULL | NULL | NULL | NULL
5000834 | Ashlu_Creek | Hydro_NonPumped | 9 | 73948.68 | NULL | 6.7378 | 0.05 | 0.019 | NULL | NULL | 200 | 0 | FALSE | FALSE | FALSE | Water | NULL | NULL | NULL | 0 | 0 | 0 | NULL | NULL | NULL | NULL | NULL | NULL | NULL | NULL | NULL | NULL
5000835 | Ash_River | Hydro_NonPumped | 9 | 73948.68 | NULL | 6.7378 | 0.05 | 0.019 | NULL | NULL | 200 | 0 | FALSE | FALSE | FALSE | Water | NULL | NULL | NULL | 0 | 0 | 0 | NULL | NULL | NULL | NULL | NULL | NULL | NULL | NULL | NULL | NULL
5000836 | Bone_Creek | Hydro_NonPumped | 9 | 73948.68 | NULL | 6.7378 | 0.05 | 0.019 | NULL | NULL | 200 | 0 | FALSE | FALSE | FALSE | Water | NULL | NULL | NULL | 0 | 0 | 0 | NULL | NULL | NULL | NULL | NULL | NULL | NULL | NULL | NULL | NULL
5000837 | Brandywine | Hydro_NonPumped | 9 | 73948.68 | NULL | 6.7378 | 0.05 | 0.019 | NULL | NULL | 200 | 0 | FALSE | FALSE | FALSE | Water | NULL | NULL | NULL | 0 | 0 | 0 | NULL | NULL | NULL | NULL | NULL | NULL | NULL | NULL | NULL | NULL
5000838 | Bridge_River_1 | Hydro_NonPumped | 9 | 73948.68 | NULL | 6.7378 | 0.05 | 0.019 | NULL | NULL | 200 | 0 | FALSE | FALSE | FALSE | Water | NULL | NULL | NULL | 0 | 0 | 0 | NULL | NULL | NULL | NULL | NULL | NULL | NULL | NULL | NULL | NULL
5000839 | Bridge_River_2 | Hydro_NonPumped | 9 | 73948.68 | NULL | 6.7378 | 0.05 | 0.019 | NULL | NULL | 200 | 0 | FALSE | FALSE | FALSE | Water | NULL | NULL | NULL | 0 | 0 | 0 | NULL | NULL | NULL | NULL | NULL | NULL | NULL | NULL | NULL | NULL
5000840 | Brilliant | Hydro_NonPumped | 9 | 73948.68 | NULL | 6.7378 | 0.05 | 0.019 | NULL | NULL | 200 | 0 | FALSE | FALSE | FALSE | Water | NULL | NULL | NULL | 0 | 0 | 0 | NULL | NULL | NULL | NULL | NULL | NULL | NULL | NULL | NULL | NULL
5000841 | Brilliant | Hydro_NonPumped | 9 | 73948.68 | NULL | 6.7378 | 0.05 | 0.019 | NULL | NULL | 200 | 0 | FALSE | FALSE | FALSE | Water | NULL | NULL | NULL | 0 | 0 | 0 | NULL | NULL | NULL | NULL | NULL | NULL | NULL | NULL | NULL | NULL
5000842 | Brown_Lake | Hydro_NonPumped | 9 | 73948.68 | NULL | 6.7378 | 0.05 | 0.019 | NULL | NULL | 200 | 0 | FALSE | FALSE | FALSE | Water | NULL | NULL | NULL | 0 | 0 | 0 | NULL | NULL | NULL | NULL | NULL | NULL | NULL | NULL | NULL | NULL
5000843 | Buntzen_1 | Hydro_NonPumped | 9 | 73948.68 | NULL | 6.7378 | 0.05 | 0.019 | NULL | NULL | 200 | 0 | FALSE | FALSE | FALSE | Water | NULL | NULL | NULL | 0 | 0 | 0 | NULL | NULL | NULL | NULL | NULL | NULL | NULL | NULL | NULL | NULL
5000844 | Buntzen_2 | Hydro_NonPumped | 9 | 73948.68 | NULL | 6.7378 | 0.05 | 0.019 | NULL | NULL | 200 | 0 | FALSE | FALSE | FALSE | Water | NULL | NULL | NULL | 0 | 0 | 0 | NULL | NULL | NULL | NULL | NULL | NULL | NULL | NULL | NULL | NULL
5000845 | Canoe_Creek_Hydro_Project | Hydro_NonPumped | 9 | 73948.68 | NULL | 6.7378 | 0.05 | 0.019 | NULL | NULL | 200 | 0 | FALSE | FALSE | FALSE | Water | NULL | NULL | NULL | 0 | 0 | 0 | NULL | NULL | NULL | NULL | NULL | NULL | NULL | NULL | NULL | NULL
5000846 | Cheakamus | Hydro_NonPumped | 9 | 73948.68 | NULL | 6.7378 | 0.05 | 0.019 | NULL | NULL | 200 | 0 | FALSE | FALSE | FALSE | Water | NULL | NULL | NULL | 0 | 0 | 0 | NULL | NULL | NULL | NULL | NULL | NULL | NULL | NULL | NULL | NULL
5000847 | China_Creek | Hydro_NonPumped | 9 | 73948.68 | NULL | 6.7378 | 0.05 | 0.019 | NULL | NULL | 200 | 0 | FALSE | FALSE | FALSE | Water | NULL | NULL | NULL | 0 | 0 | 0 | NULL | NULL | NULL | NULL | NULL | NULL | NULL | NULL | NULL | NULL
5000848 | Clayton_Falls | Hydro_NonPumped | 9 | 73948.68 | NULL | 6.7378 | 0.05 | 0.019 | NULL | NULL | 200 | 0 | FALSE | FALSE | FALSE | Water | NULL | NULL | NULL | 0 | 0 | 0 | NULL | NULL | NULL | NULL | NULL | NULL | NULL | NULL | NULL | NULL
5000849 | Clayton_Falls | Hydro_NonPumped | 9 | 73948.68 | NULL | 6.7378 | 0.05 | 0.019 | NULL | NULL | 200 | 0 | FALSE | FALSE | FALSE | Water | NULL | NULL | NULL | 0 | 0 | 0 | NULL | NULL | NULL | NULL | NULL | NULL | NULL | NULL | NULL | NULL
5000850 | Clowhom | Hydro_NonPumped | 9 | 73948.68 | NULL | 6.7378 | 0.05 | 0.019 | NULL | NULL | 200 | 0 | FALSE | FALSE | FALSE | Water | NULL | NULL | NULL | 0 | 0 | 0 | NULL | NULL | NULL | NULL | NULL | NULL | NULL | NULL | NULL | NULL
5000851 | Corra_Linn | Hydro_NonPumped | 9 | 73948.68 | NULL | 6.7378 | 0.05 | 0.019 | NULL | NULL | 200 | 0 | FALSE | FALSE | FALSE | Water | NULL | NULL | NULL | 0 | 0 | 0 | NULL | NULL | NULL | NULL | NULL | NULL | NULL | NULL | NULL | NULL
5000852 | Cypress_Creek_Hydro | Hydro_NonPumped | 9 | 73948.68 | NULL | 6.7378 | 0.05 | 0.019 | NULL | NULL | 200 | 0 | FALSE | FALSE | FALSE | Water | NULL | NULL | NULL | 0 | 0 | 0 | NULL | NULL | NULL | NULL | NULL | NULL | NULL | NULL | NULL | NULL
5000853 | Doran_Taylor | Hydro_NonPumped | 9 | 73948.68 | NULL | 6.7378 | 0.05 | 0.019 | NULL | NULL | 200 | 0 | FALSE | FALSE | FALSE | Water | NULL | NULL | NULL | 0 | 0 | 0 | NULL | NULL | NULL | NULL | NULL | NULL | NULL | NULL | NULL | NULL
5000854 | Douglas_Creek | Hydro_NonPumped | 9 | 73948.68 | NULL | 6.7378 | 0.05 | 0.019 | NULL | NULL | 200 | 0 | FALSE | FALSE | FALSE | Water | NULL | NULL | NULL | 0 | 0 | 0 | NULL | NULL | NULL | NULL | NULL | NULL | NULL | NULL | NULL | NULL
5000855 | Eagle_Lake | Hydro_NonPumped | 9 | 73948.68 | NULL | 6.7378 | 0.05 | 0.019 | NULL | NULL | 200 | 0 | FALSE | FALSE | FALSE | Water | NULL | NULL | NULL | 0 | 0 | 0 | NULL | NULL | NULL | NULL | NULL | NULL | NULL | NULL | NULL | NULL
5000856 | East_Toba_River | Hydro_NonPumped | 9 | 73948.68 | NULL | 6.7378 | 0.05 | 0.019 | NULL | NULL | 200 | 0 | FALSE | FALSE | FALSE | Water | NULL | NULL | NULL | 0 | 0 | 0 | NULL | NULL | NULL | NULL | NULL | NULL | NULL | NULL | NULL | NULL
5000857 | Elko_BC | Hydro_NonPumped | 9 | 73948.68 | NULL | 6.7378 | 0.05 | 0.019 | NULL | NULL | 200 | 0 | FALSE | FALSE | FALSE | Water | NULL | NULL | NULL | 0 | 0 | 0 | NULL | NULL | NULL | NULL | NULL | NULL | NULL | NULL | NULL | NULL
5000858 | Falls_River | Hydro_NonPumped | 9 | 73948.68 | NULL | 6.7378 | 0.05 | 0.019 | NULL | NULL | 200 | 0 | FALSE | FALSE | FALSE | Water | NULL | NULL | NULL | 0 | 0 | 0 | NULL | NULL | NULL | NULL | NULL | NULL | NULL | NULL | NULL | NULL
5000859 | Fire_Creek | Hydro_NonPumped | 9 | 73948.68 | NULL | 6.7378 | 0.05 | 0.019 | NULL | NULL | 200 | 0 | FALSE | FALSE | FALSE | Water | NULL | NULL | NULL | 0 | 0 | 0 | NULL | NULL | NULL | NULL | NULL | NULL | NULL | NULL | NULL | NULL
5000860 | Fitzsimmons_Creek_Hydro_Project | Hydro_NonPumped | 9 | 73948.68 | NULL | 6.7378 | 0.05 | 0.019 | NULL | NULL | 200 | 0 | FALSE | FALSE | FALSE | Water | NULL | NULL | NULL | 0 | 0 | 0 | NULL | NULL | NULL | NULL | NULL | NULL | NULL | NULL | NULL | NULL
5000861 | Furry_Creek | Hydro_NonPumped | 9 | 73948.68 | NULL | 6.7378 | 0.05 | 0.019 | NULL | NULL | 200 | 0 | FALSE | FALSE | FALSE | Water | NULL | NULL | NULL | 0 | 0 | 0 | NULL | NULL | NULL | NULL | NULL | NULL | NULL | NULL | NULL | NULL
5000862 | Gordon_M_Shrum | Hydro_NonPumped | 9 | 73948.68 | NULL | 6.7378 | 0.05 | 0.019 | NULL | NULL | 200 | 0 | FALSE | FALSE | FALSE | Water | NULL | NULL | NULL | 0 | 0 | 0 | NULL | NULL | NULL | NULL | NULL | NULL | NULL | NULL | NULL | NULL
5000863 | Hystad_Creek | Hydro_NonPumped | 9 | 73948.68 | NULL | 6.7378 | 0.05 | 0.019 | NULL | NULL | 200 | 0 | FALSE | FALSE | FALSE | Water | NULL | NULL | NULL | 0 | 0 | 0 | NULL | NULL | NULL | NULL | NULL | NULL | NULL | NULL | NULL | NULL
5000864 | John_Hart | Hydro_NonPumped | 9 | 73948.68 | NULL | 6.7378 | 0.05 | 0.019 | NULL | NULL | 200 | 0 | FALSE | FALSE | FALSE | Water | NULL | NULL | NULL | 0 | 0 | 0 | NULL | NULL | NULL | NULL | NULL | NULL | NULL | NULL | NULL | NULL
5000865 | Jordan_River | Hydro_NonPumped | 9 | 73948.68 | NULL | 6.7378 | 0.05 | 0.019 | NULL | NULL | 200 | 0 | FALSE | FALSE | FALSE | Water | NULL | NULL | NULL | 0 | 0 | 0 | NULL | NULL | NULL | NULL | NULL | NULL | NULL | NULL | NULL | NULL
5000866 | Kemano | Hydro_NonPumped | 9 | 73948.68 | NULL | 6.7378 | 0.05 | 0.019 | NULL | NULL | 200 | 0 | FALSE | FALSE | FALSE | Water | NULL | NULL | NULL | 0 | 0 | 0 | NULL | NULL | NULL | NULL | NULL | NULL | NULL | NULL | NULL | NULL
5000867 | Kootenay_Canal | Hydro_NonPumped | 9 | 73948.68 | NULL | 6.7378 | 0.05 | 0.019 | NULL | NULL | 200 | 0 | FALSE | FALSE | FALSE | Water | NULL | NULL | NULL | 0 | 0 | 0 | NULL | NULL | NULL | NULL | NULL | NULL | NULL | NULL | NULL | NULL
5000868 | Ladore_Falls | Hydro_NonPumped | 9 | 73948.68 | NULL | 6.7378 | 0.05 | 0.019 | NULL | NULL | 200 | 0 | FALSE | FALSE | FALSE | Water | NULL | NULL | NULL | 0 | 0 | 0 | NULL | NULL | NULL | NULL | NULL | NULL | NULL | NULL | NULL | NULL
5000869 | La_Joie | Hydro_NonPumped | 9 | 73948.68 | NULL | 6.7378 | 0.05 | 0.019 | NULL | NULL | 200 | 0 | FALSE | FALSE | FALSE | Water | NULL | NULL | NULL | 0 | 0 | 0 | NULL | NULL | NULL | NULL | NULL | NULL | NULL | NULL | NULL | NULL
5000870 | Lamont_Creek | Hydro_NonPumped | 9 | 73948.68 | NULL | 6.7378 | 0.05 | 0.019 | NULL | NULL | 200 | 0 | FALSE | FALSE | FALSE | Water | NULL | NULL | NULL | 0 | 0 | 0 | NULL | NULL | NULL | NULL | NULL | NULL | NULL | NULL | NULL | NULL
5000871 | L_Bonnington | Hydro_NonPumped | 9 | 73948.68 | NULL | 6.7378 | 0.05 | 0.019 | NULL | NULL | 200 | 0 | FALSE | FALSE | FALSE | Water | NULL | NULL | NULL | 0 | 0 | 0 | NULL | NULL | NULL | NULL | NULL | NULL | NULL | NULL | NULL | NULL
5000872 | Lois_Lake | Hydro_NonPumped | 9 | 73948.68 | NULL | 6.7378 | 0.05 | 0.019 | NULL | NULL | 200 | 0 | FALSE | FALSE | FALSE | Water | NULL | NULL | NULL | 0 | 0 | 0 | NULL | NULL | NULL | NULL | NULL | NULL | NULL | NULL | NULL | NULL
5000873 | Lower_Clowhom | Hydro_NonPumped | 9 | 73948.68 | NULL | 6.7378 | 0.05 | 0.019 | NULL | NULL | 200 | 0 | FALSE | FALSE | FALSE | Water | NULL | NULL | NULL | 0 | 0 | 0 | NULL | NULL | NULL | NULL | NULL | NULL | NULL | NULL | NULL | NULL
5000874 | Mamquam_Hydro | Hydro_NonPumped | 9 | 73948.68 | NULL | 6.7378 | 0.05 | 0.019 | NULL | NULL | 200 | 0 | FALSE | FALSE | FALSE | Water | NULL | NULL | NULL | 0 | 0 | 0 | NULL | NULL | NULL | NULL | NULL | NULL | NULL | NULL | NULL | NULL
5000875 | Marion_3_Creek_Hydro | Hydro_NonPumped | 9 | 73948.68 | NULL | 6.7378 | 0.05 | 0.019 | NULL | NULL | 200 | 0 | FALSE | FALSE | FALSE | Water | NULL | NULL | NULL | 0 | 0 | 0 | NULL | NULL | NULL | NULL | NULL | NULL | NULL | NULL | NULL | NULL
5000876 | McNair_Creek_Hydro_Project | Hydro_NonPumped | 9 | 73948.68 | NULL | 6.7378 | 0.05 | 0.019 | NULL | NULL | 200 | 0 | FALSE | FALSE | FALSE | Water | NULL | NULL | NULL | 0 | 0 | 0 | NULL | NULL | NULL | NULL | NULL | NULL | NULL | NULL | NULL | NULL
5000877 | Mears_Hydro | Hydro_NonPumped | 9 | 73948.68 | NULL | 6.7378 | 0.05 | 0.019 | NULL | NULL | 200 | 0 | FALSE | FALSE | FALSE | Water | NULL | NULL | NULL | 0 | 0 | 0 | NULL | NULL | NULL | NULL | NULL | NULL | NULL | NULL | NULL | NULL
5000878 | Mica | Hydro_NonPumped | 9 | 73948.68 | NULL | 6.7378 | 0.05 | 0.019 | NULL | NULL | 200 | 0 | FALSE | FALSE | FALSE | Water | NULL | NULL | NULL | 0 | 0 | 0 | NULL | NULL | NULL | NULL | NULL | NULL | NULL | NULL | NULL | NULL
5000879 | Miller_Creek | Hydro_NonPumped | 9 | 73948.68 | NULL | 6.7378 | 0.05 | 0.019 | NULL | NULL | 200 | 0 | FALSE | FALSE | FALSE | Water | NULL | NULL | NULL | 0 | 0 | 0 | NULL | NULL | NULL | NULL | NULL | NULL | NULL | NULL | NULL | NULL
5000880 | Montrose_Creek | Hydro_NonPumped | 9 | 73948.68 | NULL | 6.7378 | 0.05 | 0.019 | NULL | NULL | 200 | 0 | FALSE | FALSE | FALSE | Water | NULL | NULL | NULL | 0 | 0 | 0 | NULL | NULL | NULL | NULL | NULL | NULL | NULL | NULL | NULL | NULL
5000881 | Morehead_Creek | Hydro_NonPumped | 9 | 73948.68 | NULL | 6.7378 | 0.05 | 0.019 | NULL | NULL | 200 | 0 | FALSE | FALSE | FALSE | Water | NULL | NULL | NULL | 0 | 0 | 0 | NULL | NULL | NULL | NULL | NULL | NULL | NULL | NULL | NULL | NULL
5000882 | Nelson_Hydro_Power_Plant | Hydro_NonPumped | 9 | 73948.68 | NULL | 6.7378 | 0.05 | 0.019 | NULL | NULL | 200 | 0 | FALSE | FALSE | FALSE | Water | NULL | NULL | NULL | 0 | 0 | 0 | NULL | NULL | NULL | NULL | NULL | NULL | NULL | NULL | NULL | NULL
5000883 | Nelson_Hydro_Power_Plant | Hydro_NonPumped | 9 | 73948.68 | NULL | 6.7378 | 0.05 | 0.019 | NULL | NULL | 200 | 0 | FALSE | FALSE | FALSE | Water | NULL | NULL | NULL | 0 | 0 | 0 | NULL | NULL | NULL | NULL | NULL | NULL | NULL | NULL | NULL | NULL
5000884 | Nelson_Hydro_Power_Plant | Hydro_NonPumped | 9 | 73948.68 | NULL | 6.7378 | 0.05 | 0.019 | NULL | NULL | 200 | 0 | FALSE | FALSE | FALSE | Water | NULL | NULL | NULL | 0 | 0 | 0 | NULL | NULL | NULL | NULL | NULL | NULL | NULL | NULL | NULL | NULL
5000885 | Ocean_Falls | Hydro_NonPumped | 9 | 73948.68 | NULL | 6.7378 | 0.05 | 0.019 | NULL | NULL | 200 | 0 | FALSE | FALSE | FALSE | Water | NULL | NULL | NULL | 0 | 0 | 0 | NULL | NULL | NULL | NULL | NULL | NULL | NULL | NULL | NULL | NULL
5000886 | Peace_Canyon | Hydro_NonPumped | 9 | 73948.68 | NULL | 6.7378 | 0.05 | 0.019 | NULL | NULL | 200 | 0 | FALSE | FALSE | FALSE | Water | NULL | NULL | NULL | 0 | 0 | 0 | NULL | NULL | NULL | NULL | NULL | NULL | NULL | NULL | NULL | NULL
5000887 | Pingston_Hydroelectric | Hydro_NonPumped | 9 | 73948.68 | NULL | 6.7378 | 0.05 | 0.019 | NULL | NULL | 200 | 0 | FALSE | FALSE | FALSE | Water | NULL | NULL | NULL | 0 | 0 | 0 | NULL | NULL | NULL | NULL | NULL | NULL | NULL | NULL | NULL | NULL
5000888 | Powell_River | Hydro_NonPumped | 9 | 73948.68 | NULL | 6.7378 | 0.05 | 0.019 | NULL | NULL | 200 | 0 | FALSE | FALSE | FALSE | Water | NULL | NULL | NULL | 0 | 0 | 0 | NULL | NULL | NULL | NULL | NULL | NULL | NULL | NULL | NULL | NULL
5000889 | Ptarmigan_Creek | Hydro_NonPumped | 9 | 73948.68 | NULL | 6.7378 | 0.05 | 0.019 | NULL | NULL | 200 | 0 | FALSE | FALSE | FALSE | Water | NULL | NULL | NULL | 0 | 0 | 0 | NULL | NULL | NULL | NULL | NULL | NULL | NULL | NULL | NULL | NULL
5000890 | Puntledge | Hydro_NonPumped | 9 | 73948.68 | NULL | 6.7378 | 0.05 | 0.019 | NULL | NULL | 200 | 0 | FALSE | FALSE | FALSE | Water | NULL | NULL | NULL | 0 | 0 | 0 | NULL | NULL | NULL | NULL | NULL | NULL | NULL | NULL | NULL | NULL
5000891 | Queen_Charlotte_Station | Hydro_NonPumped | 9 | 73948.68 | NULL | 6.7378 | 0.05 | 0.019 | NULL | NULL | 200 | 0 | FALSE | FALSE | FALSE | Water | NULL | NULL | NULL | 0 | 0 | 0 | NULL | NULL | NULL | NULL | NULL | NULL | NULL | NULL | NULL | NULL
5000892 | Raging_River | Hydro_NonPumped | 9 | 73948.68 | NULL | 6.7378 | 0.05 | 0.019 | NULL | NULL | 200 | 0 | FALSE | FALSE | FALSE | Water | NULL | NULL | NULL | 0 | 0 | 0 | NULL | NULL | NULL | NULL | NULL | NULL | NULL | NULL | NULL | NULL
5000893 | Revelstoke | Hydro_NonPumped | 9 | 73948.68 | NULL | 6.7378 | 0.05 | 0.019 | NULL | NULL | 200 | 0 | FALSE | FALSE | FALSE | Water | NULL | NULL | NULL | 0 | 0 | 0 | NULL | NULL | NULL | NULL | NULL | NULL | NULL | NULL | NULL | NULL
5000894 | Ruskin | Hydro_NonPumped | 9 | 73948.68 | NULL | 6.7378 | 0.05 | 0.019 | NULL | NULL | 200 | 0 | FALSE | FALSE | FALSE | Water | NULL | NULL | NULL | 0 | 0 | 0 | NULL | NULL | NULL | NULL | NULL | NULL | NULL | NULL | NULL | NULL
5000895 | Rutherford_Creek_Hydro | Hydro_NonPumped | 9 | 73948.68 | NULL | 6.7378 | 0.05 | 0.019 | NULL | NULL | 200 | 0 | FALSE | FALSE | FALSE | Water | NULL | NULL | NULL | 0 | 0 | 0 | NULL | NULL | NULL | NULL | NULL | NULL | NULL | NULL | NULL | NULL
5000896 | Scuzzy_Creek | Hydro_NonPumped | 9 | 73948.68 | NULL | 6.7378 | 0.05 | 0.019 | NULL | NULL | 200 | 0 | FALSE | FALSE | FALSE | Water | NULL | NULL | NULL | 0 | 0 | 0 | NULL | NULL | NULL | NULL | NULL | NULL | NULL | NULL | NULL | NULL
5000897 | Seaton_Creek | Hydro_NonPumped | 9 | 73948.68 | NULL | 6.7378 | 0.05 | 0.019 | NULL | NULL | 200 | 0 | FALSE | FALSE | FALSE | Water | NULL | NULL | NULL | 0 | 0 | 0 | NULL | NULL | NULL | NULL | NULL | NULL | NULL | NULL | NULL | NULL
5000898 | Sechelt_Creek | Hydro_NonPumped | 9 | 73948.68 | NULL | 6.7378 | 0.05 | 0.019 | NULL | NULL | 200 | 0 | FALSE | FALSE | FALSE | Water | NULL | NULL | NULL | 0 | 0 | 0 | NULL | NULL | NULL | NULL | NULL | NULL | NULL | NULL | NULL | NULL
5000899 | Seton | Hydro_NonPumped | 9 | 73948.68 | NULL | 6.7378 | 0.05 | 0.019 | NULL | NULL | 200 | 0 | FALSE | FALSE | FALSE | Water | NULL | NULL | NULL | 0 | 0 | 0 | NULL | NULL | NULL | NULL | NULL | NULL | NULL | NULL | NULL | NULL
5000900 | Seven_Mile | Hydro_NonPumped | 9 | 73948.68 | NULL | 6.7378 | 0.05 | 0.019 | NULL | NULL | 200 | 0 | FALSE | FALSE | FALSE | Water | NULL | NULL | NULL | 0 | 0 | 0 | NULL | NULL | NULL | NULL | NULL | NULL | NULL | NULL | NULL | NULL
5000901 | Shuswap | Hydro_NonPumped | 9 | 73948.68 | NULL | 6.7378 | 0.05 | 0.019 | NULL | NULL | 200 | 0 | FALSE | FALSE | FALSE | Water | NULL | NULL | NULL | 0 | 0 | 0 | NULL | NULL | NULL | NULL | NULL | NULL | NULL | NULL | NULL | NULL
5000902 | Skookum_Creek | Hydro_NonPumped | 9 | 73948.68 | NULL | 6.7378 | 0.05 | 0.019 | NULL | NULL | 200 | 0 | FALSE | FALSE | FALSE | Water | NULL | NULL | NULL | 0 | 0 | 0 | NULL | NULL | NULL | NULL | NULL | NULL | NULL | NULL | NULL | NULL
5000903 | Soo_River | Hydro_NonPumped | 9 | 73948.68 | NULL | 6.7378 | 0.05 | 0.019 | NULL | NULL | 200 | 0 | FALSE | FALSE | FALSE | Water | NULL | NULL | NULL | 0 | 0 | 0 | NULL | NULL | NULL | NULL | NULL | NULL | NULL | NULL | NULL | NULL
5000904 | South_Sutton_Creek_Hydro_Project | Hydro_NonPumped | 9 | 73948.68 | NULL | 6.7378 | 0.05 | 0.019 | NULL | NULL | 200 | 0 | FALSE | FALSE | FALSE | Water | NULL | NULL | NULL | 0 | 0 | 0 | NULL | NULL | NULL | NULL | NULL | NULL | NULL | NULL | NULL | NULL
5000905 | Spillimacheen | Hydro_NonPumped | 9 | 73948.68 | NULL | 6.7378 | 0.05 | 0.019 | NULL | NULL | 200 | 0 | FALSE | FALSE | FALSE | Water | NULL | NULL | NULL | 0 | 0 | 0 | NULL | NULL | NULL | NULL | NULL | NULL | NULL | NULL | NULL | NULL
5000906 | S_Slocan | Hydro_NonPumped | 9 | 73948.68 | NULL | 6.7378 | 0.05 | 0.019 | NULL | NULL | 200 | 0 | FALSE | FALSE | FALSE | Water | NULL | NULL | NULL | 0 | 0 | 0 | NULL | NULL | NULL | NULL | NULL | NULL | NULL | NULL | NULL | NULL
5000907 | Stave_Falls | Hydro_NonPumped | 9 | 73948.68 | NULL | 6.7378 | 0.05 | 0.019 | NULL | NULL | 200 | 0 | FALSE | FALSE | FALSE | Water | NULL | NULL | NULL | 0 | 0 | 0 | NULL | NULL | NULL | NULL | NULL | NULL | NULL | NULL | NULL | NULL
5000908 | St_Mary | Hydro_NonPumped | 9 | 73948.68 | NULL | 6.7378 | 0.05 | 0.019 | NULL | NULL | 200 | 0 | FALSE | FALSE | FALSE | Water | NULL | NULL | NULL | 0 | 0 | 0 | NULL | NULL | NULL | NULL | NULL | NULL | NULL | NULL | NULL | NULL
5000909 | Stokke_Creek | Hydro_NonPumped | 9 | 73948.68 | NULL | 6.7378 | 0.05 | 0.019 | NULL | NULL | 200 | 0 | FALSE | FALSE | FALSE | Water | NULL | NULL | NULL | 0 | 0 | 0 | NULL | NULL | NULL | NULL | NULL | NULL | NULL | NULL | NULL | NULL
5000910 | Strathcona | Hydro_NonPumped | 9 | 73948.68 | NULL | 6.7378 | 0.05 | 0.019 | NULL | NULL | 200 | 0 | FALSE | FALSE | FALSE | Water | NULL | NULL | NULL | 0 | 0 | 0 | NULL | NULL | NULL | NULL | NULL | NULL | NULL | NULL | NULL | NULL
5000911 | Tennant_Lake | Hydro_NonPumped | 9 | 73948.68 | NULL | 6.7378 | 0.05 | 0.019 | NULL | NULL | 200 | 0 | FALSE | FALSE | FALSE | Water | NULL | NULL | NULL | 0 | 0 | 0 | NULL | NULL | NULL | NULL | NULL | NULL | NULL | NULL | NULL | NULL
5000912 | Thelwood_Hydro | Hydro_NonPumped | 9 | 73948.68 | NULL | 6.7378 | 0.05 | 0.019 | NULL | NULL | 200 | 0 | FALSE | FALSE | FALSE | Water | NULL | NULL | NULL | 0 | 0 | 0 | NULL | NULL | NULL | NULL | NULL | NULL | NULL | NULL | NULL | NULL
5000913 | Tipella_Creek | Hydro_NonPumped | 9 | 73948.68 | NULL | 6.7378 | 0.05 | 0.019 | NULL | NULL | 200 | 0 | FALSE | FALSE | FALSE | Water | NULL | NULL | NULL | 0 | 0 | 0 | NULL | NULL | NULL | NULL | NULL | NULL | NULL | NULL | NULL | NULL
5000914 | Tyson_Creek_Hydroelectric_Project | Hydro_NonPumped | 9 | 73948.68 | NULL | 6.7378 | 0.05 | 0.019 | NULL | NULL | 200 | 0 | FALSE | FALSE | FALSE | Water | NULL | NULL | NULL | 0 | 0 | 0 | NULL | NULL | NULL | NULL | NULL | NULL | NULL | NULL | NULL | NULL
5000915 | U_Bonnington | Hydro_NonPumped | 9 | 73948.68 | NULL | 6.7378 | 0.05 | 0.019 | NULL | NULL | 200 | 0 | FALSE | FALSE | FALSE | Water | NULL | NULL | NULL | 0 | 0 | 0 | NULL | NULL | NULL | NULL | NULL | NULL | NULL | NULL | NULL | NULL
5000916 | Upper_Clowhom | Hydro_NonPumped | 9 | 73948.68 | NULL | 6.7378 | 0.05 | 0.019 | NULL | NULL | 200 | 0 | FALSE | FALSE | FALSE | Water | NULL | NULL | NULL | 0 | 0 | 0 | NULL | NULL | NULL | NULL | NULL | NULL | NULL | NULL | NULL | NULL
5000917 | Upper_Mamquam_Hydro | Hydro_NonPumped | 9 | 73948.68 | NULL | 6.7378 | 0.05 | 0.019 | NULL | NULL | 200 | 0 | FALSE | FALSE | FALSE | Water | NULL | NULL | NULL | 0 | 0 | 0 | NULL | NULL | NULL | NULL | NULL | NULL | NULL | NULL | NULL | NULL
5000918 | Upper_Stave_Creek | Hydro_NonPumped | 9 | 73948.68 | NULL | 6.7378 | 0.05 | 0.019 | NULL | NULL | 200 | 0 | FALSE | FALSE | FALSE | Water | NULL | NULL | NULL | 0 | 0 | 0 | NULL | NULL | NULL | NULL | NULL | NULL | NULL | NULL | NULL | NULL
5000919 | Wahleach | Hydro_NonPumped | 9 | 73948.68 | NULL | 6.7378 | 0.05 | 0.019 | NULL | NULL | 200 | 0 | FALSE | FALSE | FALSE | Water | NULL | NULL | NULL | 0 | 0 | 0 | NULL | NULL | NULL | NULL | NULL | NULL | NULL | NULL | NULL | NULL
5000920 | Walden_CN | Hydro_NonPumped | 9 | 73948.68 | NULL | 6.7378 | 0.05 | 0.019 | NULL | NULL | 200 | 0 | FALSE | FALSE | FALSE | Water | NULL | NULL | NULL | 0 | 0 | 0 | NULL | NULL | NULL | NULL | NULL | NULL | NULL | NULL | NULL | NULL
5000921 | Walter_Hardman | Hydro_NonPumped | 9 | 73948.68 | NULL | 6.7378 | 0.05 | 0.019 | NULL | NULL | 200 | 0 | FALSE | FALSE | FALSE | Water | NULL | NULL | NULL | 0 | 0 | 0 | NULL | NULL | NULL | NULL | NULL | NULL | NULL | NULL | NULL | NULL
5000922 | Waneta | Hydro_NonPumped | 9 | 73948.68 | NULL | 6.7378 | 0.05 | 0.019 | NULL | NULL | 200 | 0 | FALSE | FALSE | FALSE | Water | NULL | NULL | NULL | 0 | 0 | 0 | NULL | NULL | NULL | NULL | NULL | NULL | NULL | NULL | NULL | NULL
5000923 | Whatshan | Hydro_NonPumped | 9 | 73948.68 | NULL | 6.7378 | 0.05 | 0.019 | NULL | NULL | 200 | 0 | FALSE | FALSE | FALSE | Water | NULL | NULL | NULL | 0 | 0 | 0 | NULL | NULL | NULL | NULL | NULL | NULL | NULL | NULL | NULL | NULL
1157631013 | Calgary1 | CCGT | 8 | 73948.68 | NULL | 4.1213 | 0.04 | 0.06 | 7.1 | NULL | 20 | 0 | FALSE | FALSE | FALSE | Gas | NULL | NULL | NULL | 0.4 | 9.16 | 11.845 | NULL | NULL | NULL | NULL | NULL | NULL | NULL | NULL | NULL | NULL
1157631014 | CCCPrsd2 | CCGT | 28 | 66201.59 | NULL | 3.6896 | 0.04 | 0.06 | 7.1 | NULL | 20 | 0 | FALSE | FALSE | FALSE | Gas | NULL | NULL | NULL | 0.4 | 9.16 | 11.845 | NULL | NULL | NULL | NULL | NULL | NULL | NULL | NULL | NULL | NULL
1157631015 | ScotfordST | CCGT_Cogen | 8 | 73948.68 | NULL | 4.1213 | 0.04 | 0.06 | 7.1 | NULL | 20 | 0 | FALSE | TRUE | TRUE | Gas | NULL | NULL | NULL | 1 | 0 | 0 | NULL | NULL | NULL | NULL | NULL | NULL | NULL | NULL | NULL | NULL
1157631016 | NovaJffr1A | CCGT_Cogen | 8 | 73948.68 | NULL | 4.1213 | 0.04 | 0.06 | 7.1 | NULL | 20 | 0 | FALSE | TRUE | TRUE | Gas | NULL | NULL | NULL | 1 | 0 | 0 | NULL | NULL | NULL | NULL | NULL | NULL | NULL | NULL | NULL | NULL
1157631017 | LaRosit3 | CCGT | 28 | 66201.59 | NULL | 3.6896 | 0.04 | 0.06 | 7.1 | NULL | 20 | 0 | FALSE | FALSE | FALSE | Gas | NULL | NULL | NULL | 0.4 | 9.16 | 11.845 | NULL | NULL | NULL | NULL | NULL | NULL | NULL | NULL | NULL | NULL
1157631018 | BearCrk1 | CCGT | 8 | 73948.68 | NULL | 4.1213 | 0.04 | 0.06 | 7.1 | NULL | 20 | 0 | FALSE | FALSE | FALSE | Gas | NULL | NULL | NULL | 0.4 | 9.16 | 11.845 | NULL | NULL | NULL | NULL | NULL | NULL | NULL | NULL | NULL | NULL
1157631019 | LaRosit1 | CCGT | 28 | 66201.59 | NULL | 3.6896 | 0.04 | 0.06 | 7.1 | NULL | 20 | 0 | FALSE | FALSE | FALSE | Gas | NULL | NULL | NULL | 0.4 | 9.16 | 11.845 | NULL | NULL | NULL | NULL | NULL | NULL | NULL | NULL | NULL | NULL
1157631020 | NovaJffr1B | CCGT_Cogen | 8 | 73948.68 | NULL | 4.1213 | 0.04 | 0.06 | 7.1 | NULL | 20 | 0 | FALSE | TRUE | TRUE | Gas | NULL | NULL | NULL | 1 | 0 | 0 | NULL | NULL | NULL | NULL | NULL | NULL | NULL | NULL | NULL | NULL
1157631021 | GenCC_CFE_1 | CCGT | 28 | 66201.59 | NULL | 3.6896 | 0.04 | 0.06 | 7.1 | NULL | 20 | 0 | FALSE | FALSE | FALSE | Gas | NULL | NULL | NULL | 0.4 | 9.16 | 11.845 | NULL | NULL | NULL | NULL | NULL | NULL | NULL | NULL | NULL | NULL
1157631022 | VICFT | CCGT | 9 | 73948.68 | NULL | 4.1213 | 0.04 | 0.06 | 7.1 | NULL | 20 | 0 | FALSE | FALSE | FALSE | Gas | NULL | NULL | NULL | 0.4 | 9.16 | 11.845 | NULL | NULL | NULL | NULL | NULL | NULL | NULL | NULL | NULL | NULL
1157631023 | CCCPrsd1 | CCGT | 28 | 66201.59 | NULL | 3.6896 | 0.04 | 0.06 | 7.1 | NULL | 20 | 0 | FALSE | FALSE | FALSE | Gas | NULL | NULL | NULL | 0.4 | 9.16 | 11.845 | NULL | NULL | NULL | NULL | NULL | NULL | NULL | NULL | NULL | NULL
1157631024 | JoffrCgnP | CCGT_Cogen | 8 | 73948.68 | NULL | 4.1213 | 0.04 | 0.06 | 7.1 | NULL | 20 | 0 | FALSE | TRUE | TRUE | Gas | NULL | NULL | NULL | 1 | 0 | 0 | NULL | NULL | NULL | NULL | NULL | NULL | NULL | NULL | NULL | NULL
1157631025 | VancIsland2 | CCGT | 9 | 73948.68 | NULL | 4.1213 | 0.04 | 0.06 | 6.8 | NULL | 20 | 0 | FALSE | FALSE | FALSE | Gas | NULL | NULL | NULL | 0.4 | 9.16 | 11.845 | NULL | NULL | NULL | NULL | NULL | NULL | NULL | NULL | NULL | NULL
1157631026 | DowChmcl2 | CCGT_Cogen | 8 | 73948.68 | NULL | 4.1213 | 0.04 | 0.06 | 7.1 | NULL | 20 | 0 | FALSE | TRUE | TRUE | Gas | NULL | NULL | NULL | 1 | 0 | 0 | NULL | NULL | NULL | NULL | NULL | NULL | NULL | NULL | NULL | NULL
1157631027 | DowChmcl1 | CCGT_Cogen | 8 | 73948.68 | NULL | 4.1213 | 0.04 | 0.06 | 7.1 | NULL | 20 | 0 | FALSE | TRUE | TRUE | Gas | NULL | NULL | NULL | 1 | 0 | 0 | NULL | NULL | NULL | NULL | NULL | NULL | NULL | NULL | NULL | NULL
1157631028 | PJX_3_1 | CCGT | 28 | 66201.59 | NULL | 3.6896 | 0.04 | 0.06 | 7.1 | NULL | 20 | 0 | FALSE | FALSE | FALSE | Gas | NULL | NULL | NULL | 0.4 | 9.16 | 11.845 | NULL | NULL | NULL | NULL | NULL | NULL | NULL | NULL | NULL | NULL
1157631029 | IslndCgn | CCGT_Cogen | 9 | 73948.68 | NULL | 4.1213 | 0.04 | 0.06 | 7.1 | NULL | 20 | 0 | FALSE | TRUE | TRUE | Gas | NULL | NULL | NULL | 1 | 0 | 0 | NULL | NULL | NULL | NULL | NULL | NULL | NULL | NULL | NULL | NULL
1157631030 | DowABST | CCGT | 8 | 73948.68 | NULL | 4.1213 | 0.04 | 0.06 | 7.1 | NULL | 20 | 0 | FALSE | FALSE | FALSE | Gas | NULL | NULL | NULL | 0.4 | 9.16 | 11.845 | NULL | NULL | NULL | NULL | NULL | NULL | NULL | NULL | NULL | NULL
1157631031 | Cavalier1 | CCGT_Cogen | 8 | 73948.68 | NULL | 4.1213 | 0.04 | 0.06 | 7.1 | NULL | 20 | 0 | FALSE | TRUE | TRUE | Gas | NULL | NULL | NULL | 1 | 0 | 0 | NULL | NULL | NULL | NULL | NULL | NULL | NULL | NULL | NULL | NULL
1157631032 | AirLiqd1 | CCGT_Cogen | 8 | 73948.68 | NULL | 4.1213 | 0.04 | 0.06 | 7.1 | NULL | 20 | 0 | FALSE | TRUE | TRUE | Gas | NULL | NULL | NULL | 1 | 0 | 0 | NULL | NULL | NULL | NULL | NULL | NULL | NULL | NULL | NULL | NULL
1157631033 | Balzac1 | CCGT_Cogen | 8 | 73948.68 | NULL | 4.1213 | 0.04 | 0.06 | 7.1 | NULL | 20 | 0 | FALSE | TRUE | TRUE | Gas | NULL | NULL | NULL | 1 | 0 | 0 | NULL | NULL | NULL | NULL | NULL | NULL | NULL | NULL | NULL | NULL
1157631034 | BAJA-SL | CCGT | 28 | 66201.59 | NULL | 3.6896 | 0.04 | 0.06 | 7.1 | NULL | 20 | 0 | FALSE | FALSE | FALSE | Gas | NULL | NULL | NULL | 0.4 | 9.16 | 11.845 | NULL | NULL | NULL | NULL | NULL | NULL | NULL | NULL | NULL | NULL
1157631035 | Wabamun4 | Coal_Steam_Turbine | 8 | 73948.68 | NULL | 4.1662 | 0.06 | 0.1 | 11.65 | NULL | 40 | 0 | FALSE | FALSE | FALSE | Coal | NULL | NULL | NULL | 0.7 | 0 | 0 | NULL | NULL | NULL | NULL | NULL | NULL | NULL | NULL | NULL | NULL
1157631036 | Sundanc3 | Coal_Steam_Turbine | 8 | 73948.68 | NULL | 4.1662 | 0.06 | 0.1 | 10.59 | NULL | 40 | 0 | FALSE | FALSE | FALSE | Coal | NULL | NULL | NULL | 0.7 | 0 | 0 | NULL | NULL | NULL | NULL | NULL | NULL | NULL | NULL | NULL | NULL
1157631037 | Sundanc4 | Coal_Steam_Turbine | 8 | 73948.68 | NULL | 4.1662 | 0.06 | 0.1 | 10.59 | NULL | 40 | 0 | FALSE | FALSE | FALSE | Coal | NULL | NULL | NULL | 0.7 | 0 | 0 | NULL | NULL | NULL | NULL | NULL | NULL | NULL | NULL | NULL | NULL
1157631038 | Sundanc5 | Coal_Steam_Turbine | 8 | 73948.68 | NULL | 4.1662 | 0.06 | 0.1 | 10.59 | NULL | 40 | 0 | FALSE | FALSE | FALSE | Coal | NULL | NULL | NULL | 0.7 | 0 | 0 | NULL | NULL | NULL | NULL | NULL | NULL | NULL | NULL | NULL | NULL
1157631039 | Sundanc6 | Coal_Steam_Turbine | 8 | 73948.68 | NULL | 4.1662 | 0.06 | 0.1 | 10.59 | NULL | 40 | 0 | FALSE | FALSE | FALSE | Coal | NULL | NULL | NULL | 0.7 | 0 | 0 | NULL | NULL | NULL | NULL | NULL | NULL | NULL | NULL | NULL | NULL
1157631040 | Kephlls2 | Coal_Steam_Turbine | 8 | 73948.68 | NULL | 4.1662 | 0.06 | 0.1 | 10.59 | NULL | 40 | 0 | FALSE | FALSE | FALSE | Coal | NULL | NULL | NULL | 0.7 | 0 | 0 | NULL | NULL | NULL | NULL | NULL | NULL | NULL | NULL | NULL | NULL
1157631041 | Kephlls1 | Coal_Steam_Turbine | 8 | 73948.68 | NULL | 4.1662 | 0.06 | 0.1 | 10.59 | NULL | 40 | 0 | FALSE | FALSE | FALSE | Coal | NULL | NULL | NULL | 0.7 | 0 | 0 | NULL | NULL | NULL | NULL | NULL | NULL | NULL | NULL | NULL | NULL
1157631042 | Genesee1 | Coal_Steam_Turbine | 8 | 73948.68 | NULL | 4.1662 | 0.06 | 0.1 | 10.59 | NULL | 40 | 0 | FALSE | FALSE | FALSE | Coal | NULL | NULL | NULL | 0.7 | 0 | 0 | NULL | NULL | NULL | NULL | NULL | NULL | NULL | NULL | NULL | NULL
1157631043 | BAT_#5_5 | Coal_Steam_Turbine | 8 | 73948.68 | NULL | 4.1662 | 0.06 | 0.1 | 10.59 | NULL | 40 | 0 | FALSE | FALSE | FALSE | Coal | NULL | NULL | NULL | 0.7 | 0 | 0 | NULL | NULL | NULL | NULL | NULL | NULL | NULL | NULL | NULL | NULL
1157631044 | BAT_#3_3 | Coal_Steam_Turbine | 8 | 73948.68 | NULL | 4.1662 | 0.06 | 0.1 | 10.59 | NULL | 40 | 0 | FALSE | FALSE | FALSE | Coal | NULL | NULL | NULL | 0.7 | 0 | 0 | NULL | NULL | NULL | NULL | NULL | NULL | NULL | NULL | NULL | NULL
1157631045 | BAT_#4_4 | Coal_Steam_Turbine | 8 | 73948.68 | NULL | 4.1662 | 0.06 | 0.1 | 10.59 | NULL | 40 | 0 | FALSE | FALSE | FALSE | Coal | NULL | NULL | NULL | 0.7 | 0 | 0 | NULL | NULL | NULL | NULL | NULL | NULL | NULL | NULL | NULL | NULL
1157631046 | Genesee2 | Coal_Steam_Turbine | 8 | 73948.68 | NULL | 4.1662 | 0.06 | 0.1 | 10.59 | NULL | 40 | 0 | FALSE | FALSE | FALSE | Coal | NULL | NULL | NULL | 0.7 | 0 | 0 | NULL | NULL | NULL | NULL | NULL | NULL | NULL | NULL | NULL | NULL
1157631047 | Shernss1 | Coal_Steam_Turbine | 8 | 73948.68 | NULL | 4.1662 | 0.06 | 0.1 | 10.59 | NULL | 40 | 0 | FALSE | FALSE | FALSE | Coal | NULL | NULL | NULL | 0.7 | 0 | 0 | NULL | NULL | NULL | NULL | NULL | NULL | NULL | NULL | NULL | NULL
1157631048 | Sundanc1 | Coal_Steam_Turbine | 8 | 73948.68 | NULL | 4.1662 | 0.06 | 0.1 | 10.59 | NULL | 40 | 0 | FALSE | FALSE | FALSE | Coal | NULL | NULL | NULL | 0.7 | 0 | 0 | NULL | NULL | NULL | NULL | NULL | NULL | NULL | NULL | NULL | NULL
1157631049 | Shernss2 | Coal_Steam_Turbine | 8 | 73948.68 | NULL | 4.1662 | 0.06 | 0.1 | 10.59 | NULL | 40 | 0 | FALSE | FALSE | FALSE | Coal | NULL | NULL | NULL | 0.7 | 0 | 0 | NULL | NULL | NULL | NULL | NULL | NULL | NULL | NULL | NULL | NULL
1157631050 | Sundanc2 | Coal_Steam_Turbine | 8 | 73948.68 | NULL | 4.1662 | 0.06 | 0.1 | 10.59 | NULL | 40 | 0 | FALSE | FALSE | FALSE | Coal | NULL | NULL | NULL | 0.7 | 0 | 0 | NULL | NULL | NULL | NULL | NULL | NULL | NULL | NULL | NULL | NULL
1157631051 | Cancarb1 | Coal_Steam_Turbine_Cogen | 8 | 73948.68 | NULL | 4.1662 | 0.06 | 0.1 | 8.7428 | NULL | 40 | 0 | FALSE | TRUE | TRUE | Coal | NULL | NULL | NULL | 1 | 0 | 0 | NULL | NULL | NULL | NULL | NULL | NULL | NULL | NULL | NULL | NULL
1157631052 | Genesee3 | Coal_Steam_Turbine | 8 | 73948.68 | NULL | 4.1662 | 0.06 | 0.1 | 8.89 | NULL | 40 | 0 | FALSE | FALSE | FALSE | Coal | NULL | NULL | NULL | 0.7 | 0 | 0 | NULL | NULL | NULL | NULL | NULL | NULL | NULL | NULL | NULL | NULL
1157631053 | SC_FirebagS3_2 | Gas_Combustion_Turbine_Cogen | 8 | 73948.68 | NULL | 33.577 | 0.03 | 0.05 | 6.1308 | NULL | 20 | 0 | FALSE | TRUE | TRUE | Gas | NULL | NULL | NULL | 1 | 0 | 0 | NULL | NULL | NULL | NULL | NULL | NULL | NULL | NULL | NULL | NULL
1157631054 | SC_FirebagS3_1 | Gas_Combustion_Turbine_Cogen | 8 | 73948.68 | NULL | 33.577 | 0.03 | 0.05 | 6.1308 | NULL | 20 | 0 | FALSE | TRUE | TRUE | Gas | NULL | NULL | NULL | 1 | 0 | 0 | NULL | NULL | NULL | NULL | NULL | NULL | NULL | NULL | NULL | NULL
1157631055 | SC_FirebagS2_1 | Gas_Combustion_Turbine_Cogen | 8 | 73948.68 | NULL | 33.577 | 0.03 | 0.05 | 6.1308 | NULL | 20 | 0 | FALSE | TRUE | TRUE | Gas | NULL | NULL | NULL | 1 | 0 | 0 | NULL | NULL | NULL | NULL | NULL | NULL | NULL | NULL | NULL | NULL
1157631056 | MuskgRvr1 | Gas_Combustion_Turbine_Cogen | 8 | 73948.68 | NULL | 33.577 | 0.03 | 0.05 | 6.1308 | NULL | 20 | 0 | FALSE | TRUE | TRUE | Gas | NULL | NULL | NULL | 1 | 0 | 0 | NULL | NULL | NULL | NULL | NULL | NULL | NULL | NULL | NULL | NULL
1157631057 | PdtJrzG3 | Gas_Combustion_Turbine | 28 | 66201.59 | NULL | 30.0594 | 0.03 | 0.05 | 10.64 | NULL | 20 | 0 | FALSE | FALSE | FALSE | Gas | NULL | NULL | NULL | 0 | 0.22 | 0.989 | NULL | NULL | NULL | NULL | NULL | NULL | NULL | NULL | NULL | NULL
1157631058 | ON_LongLk2 | Gas_Combustion_Turbine | 8 | 73948.68 | NULL | 33.577 | 0.03 | 0.05 | 10.64 | NULL | 20 | 0 | FALSE | FALSE | FALSE | Gas | NULL | NULL | NULL | 0 | 0.22 | 0.989 | NULL | NULL | NULL | NULL | NULL | NULL | NULL | NULL | NULL | NULL
1157631059 | EPCR_Clvrbr_3 | Gas_Combustion_Turbine | 8 | 73948.68 | NULL | 33.577 | 0.03 | 0.05 | 10.64 | NULL | 20 | 0 | FALSE | FALSE | FALSE | Gas | NULL | NULL | NULL | 0 | 0.22 | 0.989 | NULL | NULL | NULL | NULL | NULL | NULL | NULL | NULL | NULL | NULL
1157631060 | ON_LongLk1 | Gas_Combustion_Turbine | 8 | 73948.68 | NULL | 33.577 | 0.03 | 0.05 | 10.64 | NULL | 20 | 0 | FALSE | FALSE | FALSE | Gas | NULL | NULL | NULL | 0 | 0.22 | 0.989 | NULL | NULL | NULL | NULL | NULL | NULL | NULL | NULL | NULL | NULL
1157631061 | NrthPrairie1 | Gas_Combustion_Turbine | 8 | 73948.68 | NULL | 33.577 | 0.03 | 0.05 | 10.64 | NULL | 20 | 0 | FALSE | FALSE | FALSE | Gas | NULL | NULL | NULL | 0 | 0.22 | 0.989 | NULL | NULL | NULL | NULL | NULL | NULL | NULL | NULL | NULL | NULL
1157631062 | Primros1 | Gas_Combustion_Turbine_Cogen | 8 | 73948.68 | NULL | 33.577 | 0.03 | 0.05 | 6.1308 | NULL | 20 | 0 | FALSE | TRUE | TRUE | Gas | NULL | NULL | NULL | 1 | 0 | 0 | NULL | NULL | NULL | NULL | NULL | NULL | NULL | NULL | NULL | NULL
1157631063 | MuskgRvr2 | Gas_Combustion_Turbine_Cogen | 8 | 73948.68 | NULL | 33.577 | 0.03 | 0.05 | 6.1308 | NULL | 20 | 0 | FALSE | TRUE | TRUE | Gas | NULL | NULL | NULL | 1 | 0 | 0 | NULL | NULL | NULL | NULL | NULL | NULL | NULL | NULL | NULL | NULL
1157631064 | Mackay | Gas_Combustion_Turbine_Cogen | 8 | 73948.68 | NULL | 33.577 | 0.03 | 0.05 | 6.1308 | NULL | 20 | 0 | FALSE | TRUE | TRUE | Gas | NULL | NULL | NULL | 1 | 0 | 0 | NULL | NULL | NULL | NULL | NULL | NULL | NULL | NULL | NULL | NULL
1157631065 | ENMX_Crsfld_1 | Gas_Combustion_Turbine | 8 | 73948.68 | NULL | 33.577 | 0.03 | 0.05 | 10.64 | NULL | 20 | 0 | FALSE | FALSE | FALSE | Gas | NULL | NULL | NULL | 0 | 0.22 | 0.989 | NULL | NULL | NULL | NULL | NULL | NULL | NULL | NULL | NULL | NULL
1157631066 | ColdLake1 | Gas_Combustion_Turbine_Cogen | 8 | 73948.68 | NULL | 33.577 | 0.03 | 0.05 | 6.1308 | NULL | 20 | 0 | FALSE | TRUE | TRUE | Gas | NULL | NULL | NULL | 1 | 0 | 0 | NULL | NULL | NULL | NULL | NULL | NULL | NULL | NULL | NULL | NULL
1157631067 | EPCR_Clvrbr_2 | Gas_Combustion_Turbine | 8 | 73948.68 | NULL | 33.577 | 0.03 | 0.05 | 10.64 | NULL | 20 | 0 | FALSE | FALSE | FALSE | Gas | NULL | NULL | NULL | 0 | 0.22 | 0.989 | NULL | NULL | NULL | NULL | NULL | NULL | NULL | NULL | NULL | NULL
1157631068 | ColdLake2 | Gas_Combustion_Turbine_Cogen | 8 | 73948.68 | NULL | 33.577 | 0.03 | 0.05 | 6.1308 | NULL | 20 | 0 | FALSE | TRUE | TRUE | Gas | NULL | NULL | NULL | 1 | 0 | 0 | NULL | NULL | NULL | NULL | NULL | NULL | NULL | NULL | NULL | NULL
1157631069 | MedcnHt5 | Gas_Combustion_Turbine | 8 | 73948.68 | NULL | 33.577 | 0.03 | 0.05 | 10.8 | NULL | 20 | 0 | FALSE | FALSE | FALSE | Gas | NULL | NULL | NULL | 0 | 0.22 | 0.989 | NULL | NULL | NULL | NULL | NULL | NULL | NULL | NULL | NULL | NULL
1157631070 | RuprtGT1 | Gas_Combustion_Turbine | 9 | 73948.68 | NULL | 33.577 | 0.03 | 0.05 | 10.8 | NULL | 20 | 0 | FALSE | FALSE | FALSE | Gas | NULL | NULL | NULL | 0 | 0.22 | 0.989 | NULL | NULL | NULL | NULL | NULL | NULL | NULL | NULL | NULL | NULL
1157631071 | MedcnHt8 | Gas_Combustion_Turbine | 8 | 73948.68 | NULL | 33.577 | 0.03 | 0.05 | 10.8 | NULL | 20 | 0 | FALSE | FALSE | FALSE | Gas | NULL | NULL | NULL | 0 | 0.22 | 0.989 | NULL | NULL | NULL | NULL | NULL | NULL | NULL | NULL | NULL | NULL
1157631072 | MedcnHt9 | Gas_Combustion_Turbine | 8 | 73948.68 | NULL | 33.577 | 0.03 | 0.05 | 10.8 | NULL | 20 | 0 | FALSE | FALSE | FALSE | Gas | NULL | NULL | NULL | 0 | 0.22 | 0.989 | NULL | NULL | NULL | NULL | NULL | NULL | NULL | NULL | NULL | NULL
1157631073 | MillerCrk | Gas_Combustion_Turbine | 9 | 73948.68 | NULL | 33.577 | 0.03 | 0.05 | 10.8 | NULL | 20 | 0 | FALSE | FALSE | FALSE | Gas | NULL | NULL | NULL | 0 | 0.22 | 0.989 | NULL | NULL | NULL | NULL | NULL | NULL | NULL | NULL | NULL | NULL
1157631074 | MedcnHt7 | Gas_Combustion_Turbine | 8 | 73948.68 | NULL | 33.577 | 0.03 | 0.05 | 10.8 | NULL | 20 | 0 | FALSE | FALSE | FALSE | Gas | NULL | NULL | NULL | 0 | 0.22 | 0.989 | NULL | NULL | NULL | NULL | NULL | NULL | NULL | NULL | NULL | NULL
1157631075 | Riverside | Gas_Combustion_Turbine | 9 | 73948.68 | NULL | 33.577 | 0.03 | 0.05 | 10.8 | NULL | 20 | 0 | FALSE | FALSE | FALSE | Gas | NULL | NULL | NULL | 0 | 0.22 | 0.989 | NULL | NULL | NULL | NULL | NULL | NULL | NULL | NULL | NULL | NULL
1157631076 | PdtJrzG2 | Gas_Combustion_Turbine | 28 | 66201.59 | NULL | 30.0594 | 0.03 | 0.05 | 10.8 | NULL | 20 | 0 | FALSE | FALSE | FALSE | Gas | NULL | NULL | NULL | 0 | 0.22 | 0.989 | NULL | NULL | NULL | NULL | NULL | NULL | NULL | NULL | NULL | NULL
1157631077 | RuprtGT2 | Gas_Combustion_Turbine | 9 | 73948.68 | NULL | 33.577 | 0.03 | 0.05 | 10.8 | NULL | 20 | 0 | FALSE | FALSE | FALSE | Gas | NULL | NULL | NULL | 0 | 0.22 | 0.989 | NULL | NULL | NULL | NULL | NULL | NULL | NULL | NULL | NULL | NULL
1157631078 | PdtJrzG1 | Gas_Combustion_Turbine | 28 | 66201.59 | NULL | 30.0594 | 0.03 | 0.05 | 10.8 | NULL | 20 | 0 | FALSE | FALSE | FALSE | Gas | NULL | NULL | NULL | 0 | 0.22 | 0.989 | NULL | NULL | NULL | NULL | NULL | NULL | NULL | NULL | NULL | NULL
1157631079 | Crestbrook | Gas_Combustion_Turbine | 9 | 73948.68 | NULL | 33.577 | 0.03 | 0.05 | 10.8 | NULL | 20 | 0 | FALSE | FALSE | FALSE | Gas | NULL | NULL | NULL | 0 | 0.22 | 0.989 | NULL | NULL | NULL | NULL | NULL | NULL | NULL | NULL | NULL | NULL
1157631080 | Walden1 | Gas_Combustion_Turbine | 9 | 73948.68 | NULL | 33.577 | 0.03 | 0.05 | 10.8 | NULL | 20 | 0 | FALSE | FALSE | FALSE | Gas | NULL | NULL | NULL | 0 | 0.22 | 0.989 | NULL | NULL | NULL | NULL | NULL | NULL | NULL | NULL | NULL | NULL
1157631081 | Alkokolex | Gas_Combustion_Turbine | 9 | 73948.68 | NULL | 33.577 | 0.03 | 0.05 | 10.8 | NULL | 20 | 0 | FALSE | FALSE | FALSE | Gas | NULL | NULL | NULL | 0 | 0.22 | 0.989 | NULL | NULL | NULL | NULL | NULL | NULL | NULL | NULL | NULL | NULL
1157631082 | WstCstn1 | Gas_Combustion_Turbine_Cogen | 9 | 73948.68 | NULL | 33.577 | 0.03 | 0.05 | 6.1308 | NULL | 20 | 0 | FALSE | TRUE | TRUE | Gas | NULL | NULL | NULL | 1 | 0 | 0 | NULL | NULL | NULL | NULL | NULL | NULL | NULL | NULL | NULL | NULL
1157631083 | ValleyView1 | Gas_Combustion_Turbine | 8 | 73948.68 | NULL | 33.577 | 0.03 | 0.05 | 11.25 | NULL | 20 | 0 | FALSE | FALSE | FALSE | Gas | NULL | NULL | NULL | 0 | 0.22 | 0.989 | NULL | NULL | NULL | NULL | NULL | NULL | NULL | NULL | NULL | NULL
1157631084 | Rainbw4 | Gas_Combustion_Turbine_Cogen | 8 | 73948.68 | NULL | 33.577 | 0.03 | 0.05 | 6.1308 | NULL | 20 | 0 | FALSE | TRUE | TRUE | Gas | NULL | NULL | NULL | 1 | 0 | 0 | NULL | NULL | NULL | NULL | NULL | NULL | NULL | NULL | NULL | NULL
1157631085 | Redwater | Gas_Combustion_Turbine_Cogen | 8 | 73948.68 | NULL | 33.577 | 0.03 | 0.05 | 6.1308 | NULL | 20 | 0 | FALSE | TRUE | TRUE | Gas | NULL | NULL | NULL | 1 | 0 | 0 | NULL | NULL | NULL | NULL | NULL | NULL | NULL | NULL | NULL | NULL
1157631086 | Rainbw56 | Gas_Combustion_Turbine_Cogen | 8 | 73948.68 | NULL | 33.577 | 0.03 | 0.05 | 6.1308 | NULL | 20 | 0 | FALSE | TRUE | TRUE | Gas | NULL | NULL | NULL | 1 | 0 | 0 | NULL | NULL | NULL | NULL | NULL | NULL | NULL | NULL | NULL | NULL
1157631087 | WstCstn2 | Gas_Combustion_Turbine_Cogen | 9 | 73948.68 | NULL | 33.577 | 0.03 | 0.05 | 6.1308 | NULL | 20 | 0 | FALSE | TRUE | TRUE | Gas | NULL | NULL | NULL | 1 | 0 | 0 | NULL | NULL | NULL | NULL | NULL | NULL | NULL | NULL | NULL | NULL
1157631088 | Sturgeon2 | Gas_Combustion_Turbine | 8 | 73948.68 | NULL | 33.577 | 0.03 | 0.05 | 11.25 | NULL | 20 | 0 | FALSE | FALSE | FALSE | Gas | NULL | NULL | NULL | 0 | 0.22 | 0.989 | NULL | NULL | NULL | NULL | NULL | NULL | NULL | NULL | NULL | NULL
1157631089 | Sturgeon1 | Gas_Combustion_Turbine | 8 | 73948.68 | NULL | 33.577 | 0.03 | 0.05 | 11.25 | NULL | 20 | 0 | FALSE | FALSE | FALSE | Gas | NULL | NULL | NULL | 0 | 0.22 | 0.989 | NULL | NULL | NULL | NULL | NULL | NULL | NULL | NULL | NULL | NULL
1157631090 | Sturg3VV | Gas_Combustion_Turbine | 8 | 73948.68 | NULL | 33.577 | 0.03 | 0.05 | 11.25 | NULL | 20 | 0 | FALSE | FALSE | FALSE | Gas | NULL | NULL | NULL | 0 | 0.22 | 0.989 | NULL | NULL | NULL | NULL | NULL | NULL | NULL | NULL | NULL | NULL
1157631091 | Carslnd1 | Gas_Combustion_Turbine_Cogen | 8 | 73948.68 | NULL | 33.577 | 0.03 | 0.05 | 6.1308 | NULL | 20 | 0 | FALSE | TRUE | TRUE | Gas | NULL | NULL | NULL | 1 | 0 | 0 | NULL | NULL | NULL | NULL | NULL | NULL | NULL | NULL | NULL | NULL
1157631092 | Carslnd2 | Gas_Combustion_Turbine_Cogen | 8 | 73948.68 | NULL | 33.577 | 0.03 | 0.05 | 6.1308 | NULL | 20 | 0 | FALSE | TRUE | TRUE | Gas | NULL | NULL | NULL | 1 | 0 | 0 | NULL | NULL | NULL | NULL | NULL | NULL | NULL | NULL | NULL | NULL
1157631093 | MedcnHt10 | Gas_Combustion_Turbine_Cogen | 8 | 73948.68 | NULL | 33.577 | 0.03 | 0.05 | 6.1308 | NULL | 20 | 0 | FALSE | TRUE | TRUE | Gas | NULL | NULL | NULL | 1 | 0 | 0 | NULL | NULL | NULL | NULL | NULL | NULL | NULL | NULL | NULL | NULL
1157631094 | Foster_Creek1 | Gas_Combustion_Turbine_Cogen | 8 | 73948.68 | NULL | 33.577 | 0.03 | 0.05 | 6.1308 | NULL | 20 | 0 | FALSE | TRUE | TRUE | Gas | NULL | NULL | NULL | 1 | 0 | 0 | NULL | NULL | NULL | NULL | NULL | NULL | NULL | NULL | NULL | NULL
1157631095 | FrtNelsn1 | Gas_Combustion_Turbine | 8 | 73948.68 | NULL | 33.577 | 0.03 | 0.05 | 11.25 | NULL | 20 | 0 | FALSE | FALSE | FALSE | Gas | NULL | NULL | NULL | 0 | 0.22 | 0.989 | NULL | NULL | NULL | NULL | NULL | NULL | NULL | NULL | NULL | NULL
1157631096 | PplrHll1 | Gas_Combustion_Turbine | 8 | 73948.68 | NULL | 33.577 | 0.03 | 0.05 | 11.25 | NULL | 20 | 0 | FALSE | FALSE | FALSE | Gas | NULL | NULL | NULL | 0 | 0.22 | 0.989 | NULL | NULL | NULL | NULL | NULL | NULL | NULL | NULL | NULL | NULL
1157631097 | MedcnHt11 | Gas_Combustion_Turbine | 8 | 73948.68 | NULL | 33.577 | 0.03 | 0.05 | 11.25 | NULL | 20 | 0 | FALSE | FALSE | FALSE | Gas | NULL | NULL | NULL | 0 | 0.22 | 0.989 | NULL | NULL | NULL | NULL | NULL | NULL | NULL | NULL | NULL | NULL
1157631098 | EPCR_Clvrbr_1 | Gas_Combustion_Turbine | 8 | 73948.68 | NULL | 33.577 | 0.03 | 0.05 | 11.25 | NULL | 20 | 0 | FALSE | FALSE | FALSE | Gas | NULL | NULL | NULL | 0 | 0.22 | 0.989 | NULL | NULL | NULL | NULL | NULL | NULL | NULL | NULL | NULL | NULL
1157631099 | Foster_Creek2 | Gas_Combustion_Turbine_Cogen | 8 | 73948.68 | NULL | 33.577 | 0.03 | 0.05 | 6.1308 | NULL | 20 | 0 | FALSE | TRUE | TRUE | Gas | NULL | NULL | NULL | 1 | 0 | 0 | NULL | NULL | NULL | NULL | NULL | NULL | NULL | NULL | NULL | NULL
1157631100 | CerroPrI1-2 | Geothermal | 28 | 66201.59 | NULL | 31.1652 | 0.0075 | 0.0241 | NULL | NULL | 30 | 0 | FALSE | TRUE | FALSE | Geothermal | NULL | NULL | NULL | 1 | 0 | 0 | NULL | NULL | NULL | NULL | NULL | NULL | NULL | NULL | NULL | NULL
1157631101 | CerroPr2-2 | Geothermal | 28 | 66201.59 | NULL | 31.1652 | 0.0075 | 0.0241 | NULL | NULL | 30 | 0 | FALSE | TRUE | FALSE | Geothermal | NULL | NULL | NULL | 1 | 0 | 0 | NULL | NULL | NULL | NULL | NULL | NULL | NULL | NULL | NULL | NULL
1157631102 | CerroPr3-1 | Geothermal | 28 | 66201.59 | NULL | 31.1652 | 0.0075 | 0.0241 | NULL | NULL | 30 | 0 | FALSE | TRUE | FALSE | Geothermal | NULL | NULL | NULL | 1 | 0 | 0 | NULL | NULL | NULL | NULL | NULL | NULL | NULL | NULL | NULL | NULL
1157631103 | CerroPr3-2 | Geothermal | 28 | 66201.59 | NULL | 31.1652 | 0.0075 | 0.0241 | NULL | NULL | 30 | 0 | FALSE | TRUE | FALSE | Geothermal | NULL | NULL | NULL | 1 | 0 | 0 | NULL | NULL | NULL | NULL | NULL | NULL | NULL | NULL | NULL | NULL
1157631104 | CerroPr2-1 | Geothermal | 28 | 66201.59 | NULL | 31.1652 | 0.0075 | 0.0241 | NULL | NULL | 30 | 0 | FALSE | TRUE | FALSE | Geothermal | NULL | NULL | NULL | 1 | 0 | 0 | NULL | NULL | NULL | NULL | NULL | NULL | NULL | NULL | NULL | NULL
1157631105 | CerroPrI1-5 | Geothermal | 28 | 66201.59 | NULL | 31.1652 | 0.0075 | 0.0241 | NULL | NULL | 30 | 0 | FALSE | TRUE | FALSE | Geothermal | NULL | NULL | NULL | 1 | 0 | 0 | NULL | NULL | NULL | NULL | NULL | NULL | NULL | NULL | NULL | NULL
1157631106 | CerroPrI1-4 | Geothermal | 28 | 66201.59 | NULL | 31.1652 | 0.0075 | 0.0241 | NULL | NULL | 30 | 0 | FALSE | TRUE | FALSE | Geothermal | NULL | NULL | NULL | 1 | 0 | 0 | NULL | NULL | NULL | NULL | NULL | NULL | NULL | NULL | NULL | NULL
1157631107 | CerroPr4-1 | Geothermal | 28 | 66201.59 | NULL | 31.1652 | 0.0075 | 0.0241 | NULL | NULL | 30 | 0 | FALSE | TRUE | FALSE | Geothermal | NULL | NULL | NULL | 1 | 0 | 0 | NULL | NULL | NULL | NULL | NULL | NULL | NULL | NULL | NULL | NULL
1157631108 | CerroPrI1-3 | Geothermal | 28 | 66201.59 | NULL | 31.1652 | 0.0075 | 0.0241 | NULL | NULL | 30 | 0 | FALSE | TRUE | FALSE | Geothermal | NULL | NULL | NULL | 1 | 0 | 0 | NULL | NULL | NULL | NULL | NULL | NULL | NULL | NULL | NULL | NULL
1157631109 | CerroPr4-2 | Geothermal | 28 | 66201.59 | NULL | 31.1652 | 0.0075 | 0.0241 | NULL | NULL | 30 | 0 | FALSE | TRUE | FALSE | Geothermal | NULL | NULL | NULL | 1 | 0 | 0 | NULL | NULL | NULL | NULL | NULL | NULL | NULL | NULL | NULL | NULL
1157631110 | CerroPr4-3 | Geothermal | 28 | 66201.59 | NULL | 31.1652 | 0.0075 | 0.0241 | NULL | NULL | 30 | 0 | FALSE | TRUE | FALSE | Geothermal | NULL | NULL | NULL | 1 | 0 | 0 | NULL | NULL | NULL | NULL | NULL | NULL | NULL | NULL | NULL | NULL
1157631111 | CerroPrI1-1 | Geothermal | 28 | 66201.59 | NULL | 31.1652 | 0.0075 | 0.0241 | NULL | NULL | 30 | 0 | FALSE | TRUE | FALSE | Geothermal | NULL | NULL | NULL | 1 | 0 | 0 | NULL | NULL | NULL | NULL | NULL | NULL | NULL | NULL | NULL | NULL
1157631112 | CerroPr4-4 | Geothermal | 28 | 66201.59 | NULL | 31.1652 | 0.0075 | 0.0241 | NULL | NULL | 30 | 0 | FALSE | TRUE | FALSE | Geothermal | NULL | NULL | NULL | 1 | 0 | 0 | NULL | NULL | NULL | NULL | NULL | NULL | NULL | NULL | NULL | NULL
1157631113 | SYNC_UE5 | Gas_Combustion_Turbine_Cogen | 8 | 73948.68 | NULL | 33.577 | 0.03 | 0.05 | 3.952 | NULL | 20 | 0 | FALSE | TRUE | TRUE | Gas | NULL | NULL | NULL | 1 | 0 | 0 | NULL | NULL | NULL | NULL | NULL | NULL | NULL | NULL | NULL | NULL
1157631114 | MACKAYG2 | Gas_Combustion_Turbine_Cogen | 8 | 73948.68 | NULL | 33.577 | 0.03 | 0.05 | 3.952 | NULL | 20 | 0 | FALSE | TRUE | TRUE | Gas | NULL | NULL | NULL | 1 | 0 | 0 | NULL | NULL | NULL | NULL | NULL | NULL | NULL | NULL | NULL | NULL
1157631115 | MACKAYG3 | Gas_Combustion_Turbine_Cogen | 8 | 73948.68 | NULL | 33.577 | 0.03 | 0.05 | 3.952 | NULL | 20 | 0 | FALSE | TRUE | TRUE | Gas | NULL | NULL | NULL | 1 | 0 | 0 | NULL | NULL | NULL | NULL | NULL | NULL | NULL | NULL | NULL | NULL
1157631116 | SYNC_UE4 | Gas_Combustion_Turbine_Cogen | 8 | 73948.68 | NULL | 33.577 | 0.03 | 0.05 | 3.952 | NULL | 20 | 0 | FALSE | TRUE | TRUE | Gas | NULL | NULL | NULL | 1 | 0 | 0 | NULL | NULL | NULL | NULL | NULL | NULL | NULL | NULL | NULL | NULL
1157631117 | AUR_GTG2 | Gas_Combustion_Turbine_Cogen | 8 | 73948.68 | NULL | 33.577 | 0.03 | 0.05 | 3.952 | NULL | 20 | 0 | FALSE | TRUE | TRUE | Gas | NULL | NULL | NULL | 1 | 0 | 0 | NULL | NULL | NULL | NULL | NULL | NULL | NULL | NULL | NULL | NULL
1157631118 | ELMWORTH_5 | Gas_Internal_Combustion_Engine | 8 | 73948.68 | NULL | 33.577 | 0.03 | 0.05 | 10.1151 | NULL | 20 | 0 | FALSE | FALSE | FALSE | Gas | NULL | NULL | NULL | 0 | 0.22 | 0.989 | NULL | NULL | NULL | NULL | NULL | NULL | NULL | NULL | NULL | NULL
1157631119 | BrrrdTh1 | Gas_Steam_Turbine | 9 | 73948.68 | NULL | 4.4564 | 0.1288 | 0.0915 | 10.12 | NULL | 40 | 0 | FALSE | FALSE | FALSE | Gas | NULL | NULL | NULL | 0.4 | 8.92 | 11.845 | NULL | NULL | NULL | NULL | NULL | NULL | NULL | NULL | NULL | NULL
1157631120 | BrrrdTh2 | Gas_Steam_Turbine | 9 | 73948.68 | NULL | 4.4564 | 0.1288 | 0.0915 | 10.12 | NULL | 40 | 0 | FALSE | FALSE | FALSE | Gas | NULL | NULL | NULL | 0.4 | 8.92 | 11.845 | NULL | NULL | NULL | NULL | NULL | NULL | NULL | NULL | NULL | NULL
1157631121 | BrrrdTh3 | Gas_Steam_Turbine | 9 | 73948.68 | NULL | 4.4564 | 0.1288 | 0.0915 | 10.12 | NULL | 40 | 0 | FALSE | FALSE | FALSE | Gas | NULL | NULL | NULL | 0.4 | 8.92 | 11.845 | NULL | NULL | NULL | NULL | NULL | NULL | NULL | NULL | NULL | NULL
1157631122 | BrrrdTh4 | Gas_Steam_Turbine | 9 | 73948.68 | NULL | 4.4564 | 0.1288 | 0.0915 | 10.12 | NULL | 40 | 0 | FALSE | FALSE | FALSE | Gas | NULL | NULL | NULL | 0.4 | 8.92 | 11.845 | NULL | NULL | NULL | NULL | NULL | NULL | NULL | NULL | NULL | NULL
1157631123 | BrrrdTh5 | Gas_Steam_Turbine_Cogen | 9 | 73948.68 | NULL | 4.4564 | 0.1288 | 0.0915 | 5.7959 | NULL | 40 | 0 | FALSE | TRUE | TRUE | Gas | NULL | NULL | NULL | 1 | 0 | 0 | NULL | NULL | NULL | NULL | NULL | NULL | NULL | NULL | NULL | NULL
1157631124 | BrrrdTh6 | Gas_Steam_Turbine | 9 | 73948.68 | NULL | 4.4564 | 0.1288 | 0.0915 | 10.12 | NULL | 40 | 0 | FALSE | FALSE | FALSE | Gas | NULL | NULL | NULL | 0.4 | 8.92 | 11.845 | NULL | NULL | NULL | NULL | NULL | NULL | NULL | NULL | NULL | NULL
1157631125 | PdtJrz-5 | Gas_Steam_Turbine | 28 | 66201.59 | NULL | 3.9895 | 0.1288 | 0.0915 | 9.56 | NULL | 40 | 0 | FALSE | FALSE | FALSE | Gas | NULL | NULL | NULL | 0.4 | 8.92 | 11.845 | NULL | NULL | NULL | NULL | NULL | NULL | NULL | NULL | NULL | NULL
1157631126 | PdtJrz-6 | Gas_Steam_Turbine | 28 | 66201.59 | NULL | 3.9895 | 0.1288 | 0.0915 | 9.56 | NULL | 40 | 0 | FALSE | FALSE | FALSE | Gas | NULL | NULL | NULL | 0.4 | 8.92 | 11.845 | NULL | NULL | NULL | NULL | NULL | NULL | NULL | NULL | NULL | NULL
1157631127 | MedcnHt12 | Gas_Steam_Turbine | 8 | 73948.68 | NULL | 4.4564 | 0.1288 | 0.0915 | 10.44 | NULL | 40 | 0 | FALSE | FALSE | FALSE | Gas | NULL | NULL | NULL | 0.4 | 8.92 | 11.845 | NULL | NULL | NULL | NULL | NULL | NULL | NULL | NULL | NULL | NULL
1157631128 | Weldwood1 | Gas_Steam_Turbine_Cogen | 8 | 73948.68 | NULL | 4.4564 | 0.1288 | 0.0915 | 5.7959 | NULL | 40 | 0 | FALSE | TRUE | TRUE | Gas | NULL | NULL | NULL | 1 | 0 | 0 | NULL | NULL | NULL | NULL | NULL | NULL | NULL | NULL | NULL | NULL
1157631129 | Weldwood2 | Gas_Steam_Turbine_Cogen | 8 | 73948.68 | NULL | 4.4564 | 0.1288 | 0.0915 | 5.7959 | NULL | 40 | 0 | FALSE | TRUE | TRUE | Gas | NULL | NULL | NULL | 1 | 0 | 0 | NULL | NULL | NULL | NULL | NULL | NULL | NULL | NULL | NULL | NULL
1157631130 | HORUP6_1 | Gas_Steam_Turbine | 8 | 73948.68 | NULL | 4.4564 | 0.1288 | 0.0915 | 10.44 | NULL | 40 | 0 | FALSE | FALSE | FALSE | Gas | NULL | NULL | NULL | 0.4 | 8.92 | 11.845 | NULL | NULL | NULL | NULL | NULL | NULL | NULL | NULL | NULL | NULL
1157631131 | MedcnHt3 | Gas_Steam_Turbine | 8 | 73948.68 | NULL | 4.4564 | 0.1288 | 0.0915 | 10.44 | NULL | 40 | 0 | FALSE | FALSE | FALSE | Gas | NULL | NULL | NULL | 0.4 | 8.92 | 11.845 | NULL | NULL | NULL | NULL | NULL | NULL | NULL | NULL | NULL | NULL
1157631165 | Wind_EP_Can_1 | Wind | 8 | 73948.68 | NULL | 0 | 0.05 | 0.006 | NULL | NULL | 30 | 0 | TRUE | FALSE | FALSE | Wind | NULL | NULL | NULL | 0 | 0 | 0 | NULL | NULL | NULL | NULL | NULL | NULL | NULL | NULL | NULL | NULL
1157631166 | Wind_EP_Can_2 | Wind | 8 | 73948.68 | NULL | 0 | 0.05 | 0.006 | NULL | NULL | 30 | 0 | TRUE | FALSE | FALSE | Wind | NULL | NULL | NULL | 0 | 0 | 0 | NULL | NULL | NULL | NULL | NULL | NULL | NULL | NULL | NULL | NULL
1157631167 | Wind_EP_Can_3 | Wind | 8 | 73948.68 | NULL | 0 | 0.05 | 0.006 | NULL | NULL | 30 | 0 | TRUE | FALSE | FALSE | Wind | NULL | NULL | NULL | 0 | 0 | 0 | NULL | NULL | NULL | NULL | NULL | NULL | NULL | NULL | NULL | NULL
1157631168 | Wind_EP_Can_4 | Wind | 8 | 73948.68 | NULL | 0 | 0.05 | 0.006 | NULL | NULL | 30 | 0 | TRUE | FALSE | FALSE | Wind | NULL | NULL | NULL | 0 | 0 | 0 | NULL | NULL | NULL | NULL | NULL | NULL | NULL | NULL | NULL | NULL
1157631169 | Wind_EP_Can_5 | Wind | 8 | 73948.68 | NULL | 0 | 0.05 | 0.006 | NULL | NULL | 30 | 0 | TRUE | FALSE | FALSE | Wind | NULL | NULL | NULL | 0 | 0 | 0 | NULL | NULL | NULL | NULL | NULL | NULL | NULL | NULL | NULL | NULL
1157631170 | Wind_EP_Can_6 | Wind | 8 | 73948.68 | NULL | 0 | 0.05 | 0.006 | NULL | NULL | 30 | 0 | TRUE | FALSE | FALSE | Wind | NULL | NULL | NULL | 0 | 0 | 0 | NULL | NULL | NULL | NULL | NULL | NULL | NULL | NULL | NULL | NULL
1157631171 | Wind_EP_Can_7 | Wind | 8 | 73948.68 | NULL | 0 | 0.05 | 0.006 | NULL | NULL | 30 | 0 | TRUE | FALSE | FALSE | Wind | NULL | NULL | NULL | 0 | 0 | 0 | NULL | NULL | NULL | NULL | NULL | NULL | NULL | NULL | NULL | NULL
1157631172 | Wind_EP_Can_8 | Wind | 8 | 73948.68 | NULL | 0 | 0.05 | 0.006 | NULL | NULL | 30 | 0 | TRUE | FALSE | FALSE | Wind | NULL | NULL | NULL | 0 | 0 | 0 | NULL | NULL | NULL | NULL | NULL | NULL | NULL | NULL | NULL | NULL
1157631173 | Wind_EP_Can_9 | Wind | 8 | 73948.68 | NULL | 0 | 0.05 | 0.006 | NULL | NULL | 30 | 0 | TRUE | FALSE | FALSE | Wind | NULL | NULL | NULL | 0 | 0 | 0 | NULL | NULL | NULL | NULL | NULL | NULL | NULL | NULL | NULL | NULL
1157631174 | Wind_EP_Can_10 | Wind | 8 | 73948.68 | NULL | 0 | 0.05 | 0.006 | NULL | NULL | 30 | 0 | TRUE | FALSE | FALSE | Wind | NULL | NULL | NULL | 0 | 0 | 0 | NULL | NULL | NULL | NULL | NULL | NULL | NULL | NULL | NULL | NULL
1157631175 | Wind_EP_Can_11 | Wind | 8 | 73948.68 | NULL | 0 | 0.05 | 0.006 | NULL | NULL | 30 | 0 | TRUE | FALSE | FALSE | Wind | NULL | NULL | NULL | 0 | 0 | 0 | NULL | NULL | NULL | NULL | NULL | NULL | NULL | NULL | NULL | NULL
1157631176 | Wind_EP_Can_12 | Wind | 8 | 73948.68 | NULL | 0 | 0.05 | 0.006 | NULL | NULL | 30 | 0 | TRUE | FALSE | FALSE | Wind | NULL | NULL | NULL | 0 | 0 | 0 | NULL | NULL | NULL | NULL | NULL | NULL | NULL | NULL | NULL | NULL
1157631177 | Wind_EP_Can_13 | Wind | 8 | 73948.68 | NULL | 0 | 0.05 | 0.006 | NULL | NULL | 30 | 0 | TRUE | FALSE | FALSE | Wind | NULL | NULL | NULL | 0 | 0 | 0 | NULL | NULL | NULL | NULL | NULL | NULL | NULL | NULL | NULL | NULL
1157631178 | Wind_EP_Can_14 | Wind | 8 | 73948.68 | NULL | 0 | 0.05 | 0.006 | NULL | NULL | 30 | 0 | TRUE | FALSE | FALSE | Wind | NULL | NULL | NULL | 0 | 0 | 0 | NULL | NULL | NULL | NULL | NULL | NULL | NULL | NULL | NULL | NULL
1157631179 | Wind_EP_Can_15 | Wind | 8 | 73948.68 | NULL | 0 | 0.05 | 0.006 | NULL | NULL | 30 | 0 | TRUE | FALSE | FALSE | Wind | NULL | NULL | NULL | 0 | 0 | 0 | NULL | NULL | NULL | NULL | NULL | NULL | NULL | NULL | NULL | NULL
1157631180 | Wind_EP_Can_16 | Wind | 8 | 73948.68 | NULL | 0 | 0.05 | 0.006 | NULL | NULL | 30 | 0 | TRUE | FALSE | FALSE | Wind | NULL | NULL | NULL | 0 | 0 | 0 | NULL | NULL | NULL | NULL | NULL | NULL | NULL | NULL | NULL | NULL
1157631181 | Wind_EP_Can_17 | Wind | 8 | 73948.68 | NULL | 0 | 0.05 | 0.006 | NULL | NULL | 30 | 0 | TRUE | FALSE | FALSE | Wind | NULL | NULL | NULL | 0 | 0 | 0 | NULL | NULL | NULL | NULL | NULL | NULL | NULL | NULL | NULL | NULL
1157631182 | Wind_EP_Can_18 | Wind | 8 | 73948.68 | NULL | 0 | 0.05 | 0.006 | NULL | NULL | 30 | 0 | TRUE | FALSE | FALSE | Wind | NULL | NULL | NULL | 0 | 0 | 0 | NULL | NULL | NULL | NULL | NULL | NULL | NULL | NULL | NULL | NULL
1157631183 | Wind_EP_Can_19 | Wind | 8 | 73948.68 | NULL | 0 | 0.05 | 0.006 | NULL | NULL | 30 | 0 | TRUE | FALSE | FALSE | Wind | NULL | NULL | NULL | 0 | 0 | 0 | NULL | NULL | NULL | NULL | NULL | NULL | NULL | NULL | NULL | NULL
1157631184 | Wind_EP_Can_20 | Wind | 8 | 73948.68 | NULL | 0 | 0.05 | 0.006 | NULL | NULL | 30 | 0 | TRUE | FALSE | FALSE | Wind | NULL | NULL | NULL | 0 | 0 | 0 | NULL | NULL | NULL | NULL | NULL | NULL | NULL | NULL | NULL | NULL
1157631185 | Wind_EP_Can_21 | Wind | 8 | 73948.68 | NULL | 0 | 0.05 | 0.006 | NULL | NULL | 30 | 0 | TRUE | FALSE | FALSE | Wind | NULL | NULL | NULL | 0 | 0 | 0 | NULL | NULL | NULL | NULL | NULL | NULL | NULL | NULL | NULL | NULL
1157631186 | Wind_EP_Can_22 | Wind | 8 | 73948.68 | NULL | 0 | 0.05 | 0.006 | NULL | NULL | 30 | 0 | TRUE | FALSE | FALSE | Wind | NULL | NULL | NULL | 0 | 0 | 0 | NULL | NULL | NULL | NULL | NULL | NULL | NULL | NULL | NULL | NULL
1157631187 | Wind_EP_Can_23 | Wind | 8 | 73948.68 | NULL | 0 | 0.05 | 0.006 | NULL | NULL | 30 | 0 | TRUE | FALSE | FALSE | Wind | NULL | NULL | NULL | 0 | 0 | 0 | NULL | NULL | NULL | NULL | NULL | NULL | NULL | NULL | NULL | NULL
1157631188 | Wind_EP_Can_24 | Wind | 8 | 73948.68 | NULL | 0 | 0.05 | 0.006 | NULL | NULL | 30 | 0 | TRUE | FALSE | FALSE | Wind | NULL | NULL | NULL | 0 | 0 | 0 | NULL | NULL | NULL | NULL | NULL | NULL | NULL | NULL | NULL | NULL
1157631189 | Wind_EP_Can_25 | Wind | 8 | 73948.68 | NULL | 0 | 0.05 | 0.006 | NULL | NULL | 30 | 0 | TRUE | FALSE | FALSE | Wind | NULL | NULL | NULL | 0 | 0 | 0 | NULL | NULL | NULL | NULL | NULL | NULL | NULL | NULL | NULL | NULL
1157631190 | Wind_EP_Can_26 | Wind | 8 | 73948.68 | NULL | 0 | 0.05 | 0.006 | NULL | NULL | 30 | 0 | TRUE | FALSE | FALSE | Wind | NULL | NULL | NULL | 0 | 0 | 0 | NULL | NULL | NULL | NULL | NULL | NULL | NULL | NULL | NULL | NULL
1157631191 | Wind_EP_Can_27 | Wind | 8 | 73948.68 | NULL | 0 | 0.05 | 0.006 | NULL | NULL | 30 | 0 | TRUE | FALSE | FALSE | Wind | NULL | NULL | NULL | 0 | 0 | 0 | NULL | NULL | NULL | NULL | NULL | NULL | NULL | NULL | NULL | NULL
1157631192 | Wind_EP_Can_28 | Wind | 8 | 73948.68 | NULL | 0 | 0.05 | 0.006 | NULL | NULL | 30 | 0 | TRUE | FALSE | FALSE | Wind | NULL | NULL | NULL | 0 | 0 | 0 | NULL | NULL | NULL | NULL | NULL | NULL | NULL | NULL | NULL | NULL
1157631193 | Wind_EP_Can_29 | Wind | 8 | 73948.68 | NULL | 0 | 0.05 | 0.006 | NULL | NULL | 30 | 0 | TRUE | FALSE | FALSE | Wind | NULL | NULL | NULL | 0 | 0 | 0 | NULL | NULL | NULL | NULL | NULL | NULL | NULL | NULL | NULL | NULL
1157631194 | Wind_EP_Can_30 | Wind | 8 | 73948.68 | NULL | 0 | 0.05 | 0.006 | NULL | NULL | 30 | 0 | TRUE | FALSE | FALSE | Wind | NULL | NULL | NULL | 0 | 0 | 0 | NULL | NULL | NULL | NULL | NULL | NULL | NULL | NULL | NULL | NULL
1157631195 | Wind_EP_Can_31 | Wind | 8 | 73948.68 | NULL | 0 | 0.05 | 0.006 | NULL | NULL | 30 | 0 | TRUE | FALSE | FALSE | Wind | NULL | NULL | NULL | 0 | 0 | 0 | NULL | NULL | NULL | NULL | NULL | NULL | NULL | NULL | NULL | NULL
1157631196 | Wind_EP_Can_32 | Wind | 9 | 73948.68 | NULL | 0 | 0.05 | 0.006 | NULL | NULL | 30 | 0 | TRUE | FALSE | FALSE | Wind | NULL | NULL | NULL | 0 | 0 | 0 | NULL | NULL | NULL | NULL | NULL | NULL | NULL | NULL | NULL | NULL
1157631197 | Wind_EP_Can_33 | Wind | 9 | 73948.68 | NULL | 0 | 0.05 | 0.006 | NULL | NULL | 30 | 0 | TRUE | FALSE | FALSE | Wind | NULL | NULL | NULL | 0 | 0 | 0 | NULL | NULL | NULL | NULL | NULL | NULL | NULL | NULL | NULL | NULL
1157631198 | Wind_EP_Can_34 | Wind | 9 | 73948.68 | NULL | 0 | 0.05 | 0.006 | NULL | NULL | 30 | 0 | TRUE | FALSE | FALSE | Wind | NULL | NULL | NULL | 0 | 0 | 0 | NULL | NULL | NULL | NULL | NULL | NULL | NULL | NULL | NULL | NULL

## new
generation_plant_id | name | gen_tech | load_zone_id | connect_cost_per_mw | capacity_limit_mw | variable_o_m | forced_outage_rate | scheduled_outage_rate | full_load_heat_rate | hydro_efficiency | max_age | min_build_capacity | is_variable | is_baseload | is_cogen | energy_source | unit_size | storage_efficiency | store_to_release_ratio | min_load_fraction | startup_fuel | startup_om | ccs_capture_efficiency | ccs_energy_load | eia_plant_code | latitude | longitude | county | state | geom | substation_connection_geom | geom_area
157824 | Barrier | Hydro_NonPumped | 8 | 0 | NULL | 6.7378 | 0.05 | 0.019 | NULL | NULL | 200 | 0 | FALSE | FALSE | FALSE | Water | NULL | NULL | NULL | 0 | 0 | 0 | NULL | NULL | NULL | NULL | NULL | NULL | NULL | NULL | NULL | NULL
157825 | Bearspaw | Hydro_NonPumped | 8 | 0 | NULL | 6.7378 | 0.05 | 0.019 | NULL | NULL | 200 | 0 | FALSE | FALSE | FALSE | Water | NULL | NULL | NULL | 0 | 0 | 0 | NULL | NULL | NULL | NULL | NULL | NULL | NULL | NULL | NULL | NULL
157826 | Belly_River_CHD | Hydro_NonPumped | 8 | 0 | NULL | 6.7378 | 0.05 | 0.019 | NULL | NULL | 200 | 0 | FALSE | FALSE | FALSE | Water | NULL | NULL | NULL | 0 | 0 | 0 | NULL | NULL | NULL | NULL | NULL | NULL | NULL | NULL | NULL | NULL
157827 | Bighorn | Hydro_NonPumped | 8 | 0 | NULL | 6.7378 | 0.05 | 0.019 | NULL | NULL | 200 | 0 | FALSE | FALSE | FALSE | Water | NULL | NULL | NULL | 0 | 0 | 0 | NULL | NULL | NULL | NULL | NULL | NULL | NULL | NULL | NULL | NULL
157828 | Brazeau | Hydro_NonPumped | 8 | 0 | NULL | 6.7378 | 0.05 | 0.019 | NULL | NULL | 200 | 0 | FALSE | FALSE | FALSE | Water | NULL | NULL | NULL | 0 | 0 | 0 | NULL | NULL | NULL | NULL | NULL | NULL | NULL | NULL | NULL | NULL
157829 | Brazeau | Hydro_NonPumped | 8 | 0 | NULL | 6.7378 | 0.05 | 0.019 | NULL | NULL | 200 | 0 | FALSE | FALSE | FALSE | Water | NULL | NULL | NULL | 0 | 0 | 0 | NULL | NULL | NULL | NULL | NULL | NULL | NULL | NULL | NULL | NULL
157830 | Cascade_AB | Hydro_NonPumped | 8 | 0 | NULL | 6.7378 | 0.05 | 0.019 | NULL | NULL | 200 | 0 | FALSE | FALSE | FALSE | Water | NULL | NULL | NULL | 0 | 0 | 0 | NULL | NULL | NULL | NULL | NULL | NULL | NULL | NULL | NULL | NULL
157831 | Chin_Chute | Hydro_NonPumped | 8 | 0 | NULL | 6.7378 | 0.05 | 0.019 | NULL | NULL | 200 | 0 | FALSE | FALSE | FALSE | Water | NULL | NULL | NULL | 0 | 0 | 0 | NULL | NULL | NULL | NULL | NULL | NULL | NULL | NULL | NULL | NULL
157832 | Dickson_Dam | Hydro_NonPumped | 8 | 0 | NULL | 6.7378 | 0.05 | 0.019 | NULL | NULL | 200 | 0 | FALSE | FALSE | FALSE | Water | NULL | NULL | NULL | 0 | 0 | 0 | NULL | NULL | NULL | NULL | NULL | NULL | NULL | NULL | NULL | NULL
157833 | Ghost | Hydro_NonPumped | 8 | 0 | NULL | 6.7378 | 0.05 | 0.019 | NULL | NULL | 200 | 0 | FALSE | FALSE | FALSE | Water | NULL | NULL | NULL | 0 | 0 | 0 | NULL | NULL | NULL | NULL | NULL | NULL | NULL | NULL | NULL | NULL
157834 | Horseshoe | Hydro_NonPumped | 8 | 0 | NULL | 6.7378 | 0.05 | 0.019 | NULL | NULL | 200 | 0 | FALSE | FALSE | FALSE | Water | NULL | NULL | NULL | 0 | 0 | 0 | NULL | NULL | NULL | NULL | NULL | NULL | NULL | NULL | NULL | NULL
157835 | Interlakes | Hydro_NonPumped | 8 | 0 | NULL | 6.7378 | 0.05 | 0.019 | NULL | NULL | 200 | 0 | FALSE | FALSE | FALSE | Water | NULL | NULL | NULL | 0 | 0 | 0 | NULL | NULL | NULL | NULL | NULL | NULL | NULL | NULL | NULL | NULL
157836 | Irrican | Hydro_NonPumped | 8 | 0 | NULL | 6.7378 | 0.05 | 0.019 | NULL | NULL | 200 | 0 | FALSE | FALSE | FALSE | Water | NULL | NULL | NULL | 0 | 0 | 0 | NULL | NULL | NULL | NULL | NULL | NULL | NULL | NULL | NULL | NULL
157837 | Kananaskis | Hydro_NonPumped | 8 | 0 | NULL | 6.7378 | 0.05 | 0.019 | NULL | NULL | 200 | 0 | FALSE | FALSE | FALSE | Water | NULL | NULL | NULL | 0 | 0 | 0 | NULL | NULL | NULL | NULL | NULL | NULL | NULL | NULL | NULL | NULL
157838 | Oldman_River | Hydro_NonPumped | 8 | 0 | NULL | 6.7378 | 0.05 | 0.019 | NULL | NULL | 200 | 0 | FALSE | FALSE | FALSE | Water | NULL | NULL | NULL | 0 | 0 | 0 | NULL | NULL | NULL | NULL | NULL | NULL | NULL | NULL | NULL | NULL
157839 | Pocaterra | Hydro_NonPumped | 8 | 0 | NULL | 6.7378 | 0.05 | 0.019 | NULL | NULL | 200 | 0 | FALSE | FALSE | FALSE | Water | NULL | NULL | NULL | 0 | 0 | 0 | NULL | NULL | NULL | NULL | NULL | NULL | NULL | NULL | NULL | NULL
157840 | Raymond_Reservoir | Hydro_NonPumped | 8 | 0 | NULL | 6.7378 | 0.05 | 0.019 | NULL | NULL | 200 | 0 | FALSE | FALSE | FALSE | Water | NULL | NULL | NULL | 0 | 0 | 0 | NULL | NULL | NULL | NULL | NULL | NULL | NULL | NULL | NULL | NULL
157841 | Rundle | Hydro_NonPumped | 8 | 0 | NULL | 6.7378 | 0.05 | 0.019 | NULL | NULL | 200 | 0 | FALSE | FALSE | FALSE | Water | NULL | NULL | NULL | 0 | 0 | 0 | NULL | NULL | NULL | NULL | NULL | NULL | NULL | NULL | NULL | NULL
157842 | Spray | Hydro_NonPumped | 8 | 0 | NULL | 6.7378 | 0.05 | 0.019 | NULL | NULL | 200 | 0 | FALSE | FALSE | FALSE | Water | NULL | NULL | NULL | 0 | 0 | 0 | NULL | NULL | NULL | NULL | NULL | NULL | NULL | NULL | NULL | NULL
157843 | Taylor_Chute | Hydro_NonPumped | 8 | 0 | NULL | 6.7378 | 0.05 | 0.019 | NULL | NULL | 200 | 0 | FALSE | FALSE | FALSE | Water | NULL | NULL | NULL | 0 | 0 | 0 | NULL | NULL | NULL | NULL | NULL | NULL | NULL | NULL | NULL | NULL
157844 | Three_Sisters | Hydro_NonPumped | 8 | 0 | NULL | 6.7378 | 0.05 | 0.019 | NULL | NULL | 200 | 0 | FALSE | FALSE | FALSE | Water | NULL | NULL | NULL | 0 | 0 | 0 | NULL | NULL | NULL | NULL | NULL | NULL | NULL | NULL | NULL | NULL
157845 | Waterton_CHD | Hydro_NonPumped | 8 | 0 | NULL | 6.7378 | 0.05 | 0.019 | NULL | NULL | 200 | 0 | FALSE | FALSE | FALSE | Water | NULL | NULL | NULL | 0 | 0 | 0 | NULL | NULL | NULL | NULL | NULL | NULL | NULL | NULL | NULL | NULL
157846 | Aberfeldie | Hydro_NonPumped | 9 | 0 | NULL | 6.7378 | 0.05 | 0.019 | NULL | NULL | 200 | 0 | FALSE | FALSE | FALSE | Water | NULL | NULL | NULL | 0 | 0 | 0 | NULL | NULL | NULL | NULL | NULL | NULL | NULL | NULL | NULL | NULL
157847 | Akolkolex | Hydro_NonPumped | 9 | 0 | NULL | 6.7378 | 0.05 | 0.019 | NULL | NULL | 200 | 0 | FALSE | FALSE | FALSE | Water | NULL | NULL | NULL | 0 | 0 | 0 | NULL | NULL | NULL | NULL | NULL | NULL | NULL | NULL | NULL | NULL
157848 | Alouette | Hydro_NonPumped | 9 | 0 | NULL | 6.7378 | 0.05 | 0.019 | NULL | NULL | 200 | 0 | FALSE | FALSE | FALSE | Water | NULL | NULL | NULL | 0 | 0 | 0 | NULL | NULL | NULL | NULL | NULL | NULL | NULL | NULL | NULL | NULL
157849 | Arrow_Lakes | Hydro_NonPumped | 9 | 0 | NULL | 6.7378 | 0.05 | 0.019 | NULL | NULL | 200 | 0 | FALSE | FALSE | FALSE | Water | NULL | NULL | NULL | 0 | 0 | 0 | NULL | NULL | NULL | NULL | NULL | NULL | NULL | NULL | NULL | NULL
157850 | Ashlu_Creek | Hydro_NonPumped | 9 | 0 | NULL | 6.7378 | 0.05 | 0.019 | NULL | NULL | 200 | 0 | FALSE | FALSE | FALSE | Water | NULL | NULL | NULL | 0 | 0 | 0 | NULL | NULL | NULL | NULL | NULL | NULL | NULL | NULL | NULL | NULL
157851 | Ash_River | Hydro_NonPumped | 9 | 0 | NULL | 6.7378 | 0.05 | 0.019 | NULL | NULL | 200 | 0 | FALSE | FALSE | FALSE | Water | NULL | NULL | NULL | 0 | 0 | 0 | NULL | NULL | NULL | NULL | NULL | NULL | NULL | NULL | NULL | NULL
157852 | Bone_Creek | Hydro_NonPumped | 9 | 0 | NULL | 6.7378 | 0.05 | 0.019 | NULL | NULL | 200 | 0 | FALSE | FALSE | FALSE | Water | NULL | NULL | NULL | 0 | 0 | 0 | NULL | NULL | NULL | NULL | NULL | NULL | NULL | NULL | NULL | NULL
157853 | Brandywine | Hydro_NonPumped | 9 | 0 | NULL | 6.7378 | 0.05 | 0.019 | NULL | NULL | 200 | 0 | FALSE | FALSE | FALSE | Water | NULL | NULL | NULL | 0 | 0 | 0 | NULL | NULL | NULL | NULL | NULL | NULL | NULL | NULL | NULL | NULL
157854 | Bridge_River_1 | Hydro_NonPumped | 9 | 0 | NULL | 6.7378 | 0.05 | 0.019 | NULL | NULL | 200 | 0 | FALSE | FALSE | FALSE | Water | NULL | NULL | NULL | 0 | 0 | 0 | NULL | NULL | NULL | NULL | NULL | NULL | NULL | NULL | NULL | NULL
157855 | Bridge_River_2 | Hydro_NonPumped | 9 | 0 | NULL | 6.7378 | 0.05 | 0.019 | NULL | NULL | 200 | 0 | FALSE | FALSE | FALSE | Water | NULL | NULL | NULL | 0 | 0 | 0 | NULL | NULL | NULL | NULL | NULL | NULL | NULL | NULL | NULL | NULL
157856 | Brilliant | Hydro_NonPumped | 9 | 0 | NULL | 6.7378 | 0.05 | 0.019 | NULL | NULL | 200 | 0 | FALSE | FALSE | FALSE | Water | NULL | NULL | NULL | 0 | 0 | 0 | NULL | NULL | NULL | NULL | NULL | NULL | NULL | NULL | NULL | NULL
157857 | Brilliant | Hydro_NonPumped | 9 | 0 | NULL | 6.7378 | 0.05 | 0.019 | NULL | NULL | 200 | 0 | FALSE | FALSE | FALSE | Water | NULL | NULL | NULL | 0 | 0 | 0 | NULL | NULL | NULL | NULL | NULL | NULL | NULL | NULL | NULL | NULL
157858 | Brown_Lake | Hydro_NonPumped | 9 | 0 | NULL | 6.7378 | 0.05 | 0.019 | NULL | NULL | 200 | 0 | FALSE | FALSE | FALSE | Water | NULL | NULL | NULL | 0 | 0 | 0 | NULL | NULL | NULL | NULL | NULL | NULL | NULL | NULL | NULL | NULL
157859 | Buntzen_1 | Hydro_NonPumped | 9 | 0 | NULL | 6.7378 | 0.05 | 0.019 | NULL | NULL | 200 | 0 | FALSE | FALSE | FALSE | Water | NULL | NULL | NULL | 0 | 0 | 0 | NULL | NULL | NULL | NULL | NULL | NULL | NULL | NULL | NULL | NULL
157860 | Buntzen_2 | Hydro_NonPumped | 9 | 0 | NULL | 6.7378 | 0.05 | 0.019 | NULL | NULL | 200 | 0 | FALSE | FALSE | FALSE | Water | NULL | NULL | NULL | 0 | 0 | 0 | NULL | NULL | NULL | NULL | NULL | NULL | NULL | NULL | NULL | NULL
157861 | Canoe_Creek_Hydro_Project | Hydro_NonPumped | 9 | 0 | NULL | 6.7378 | 0.05 | 0.019 | NULL | NULL | 200 | 0 | FALSE | FALSE | FALSE | Water | NULL | NULL | NULL | 0 | 0 | 0 | NULL | NULL | NULL | NULL | NULL | NULL | NULL | NULL | NULL | NULL
157862 | Cheakamus | Hydro_NonPumped | 9 | 0 | NULL | 6.7378 | 0.05 | 0.019 | NULL | NULL | 200 | 0 | FALSE | FALSE | FALSE | Water | NULL | NULL | NULL | 0 | 0 | 0 | NULL | NULL | NULL | NULL | NULL | NULL | NULL | NULL | NULL | NULL
157863 | China_Creek | Hydro_NonPumped | 9 | 0 | NULL | 6.7378 | 0.05 | 0.019 | NULL | NULL | 200 | 0 | FALSE | FALSE | FALSE | Water | NULL | NULL | NULL | 0 | 0 | 0 | NULL | NULL | NULL | NULL | NULL | NULL | NULL | NULL | NULL | NULL
157864 | Clayton_Falls | Hydro_NonPumped | 9 | 0 | NULL | 6.7378 | 0.05 | 0.019 | NULL | NULL | 200 | 0 | FALSE | FALSE | FALSE | Water | NULL | NULL | NULL | 0 | 0 | 0 | NULL | NULL | NULL | NULL | NULL | NULL | NULL | NULL | NULL | NULL
157865 | Clayton_Falls | Hydro_NonPumped | 9 | 0 | NULL | 6.7378 | 0.05 | 0.019 | NULL | NULL | 200 | 0 | FALSE | FALSE | FALSE | Water | NULL | NULL | NULL | 0 | 0 | 0 | NULL | NULL | NULL | NULL | NULL | NULL | NULL | NULL | NULL | NULL
157866 | Clowhom | Hydro_NonPumped | 9 | 0 | NULL | 6.7378 | 0.05 | 0.019 | NULL | NULL | 200 | 0 | FALSE | FALSE | FALSE | Water | NULL | NULL | NULL | 0 | 0 | 0 | NULL | NULL | NULL | NULL | NULL | NULL | NULL | NULL | NULL | NULL
157867 | Corra_Linn | Hydro_NonPumped | 9 | 0 | NULL | 6.7378 | 0.05 | 0.019 | NULL | NULL | 200 | 0 | FALSE | FALSE | FALSE | Water | NULL | NULL | NULL | 0 | 0 | 0 | NULL | NULL | NULL | NULL | NULL | NULL | NULL | NULL | NULL | NULL
157868 | Cypress_Creek_Hydro | Hydro_NonPumped | 9 | 0 | NULL | 6.7378 | 0.05 | 0.019 | NULL | NULL | 200 | 0 | FALSE | FALSE | FALSE | Water | NULL | NULL | NULL | 0 | 0 | 0 | NULL | NULL | NULL | NULL | NULL | NULL | NULL | NULL | NULL | NULL
157869 | Doran_Taylor | Hydro_NonPumped | 9 | 0 | NULL | 6.7378 | 0.05 | 0.019 | NULL | NULL | 200 | 0 | FALSE | FALSE | FALSE | Water | NULL | NULL | NULL | 0 | 0 | 0 | NULL | NULL | NULL | NULL | NULL | NULL | NULL | NULL | NULL | NULL
157870 | Douglas_Creek | Hydro_NonPumped | 9 | 0 | NULL | 6.7378 | 0.05 | 0.019 | NULL | NULL | 200 | 0 | FALSE | FALSE | FALSE | Water | NULL | NULL | NULL | 0 | 0 | 0 | NULL | NULL | NULL | NULL | NULL | NULL | NULL | NULL | NULL | NULL
157871 | Eagle_Lake | Hydro_NonPumped | 9 | 0 | NULL | 6.7378 | 0.05 | 0.019 | NULL | NULL | 200 | 0 | FALSE | FALSE | FALSE | Water | NULL | NULL | NULL | 0 | 0 | 0 | NULL | NULL | NULL | NULL | NULL | NULL | NULL | NULL | NULL | NULL
157872 | East_Toba_River | Hydro_NonPumped | 9 | 0 | NULL | 6.7378 | 0.05 | 0.019 | NULL | NULL | 200 | 0 | FALSE | FALSE | FALSE | Water | NULL | NULL | NULL | 0 | 0 | 0 | NULL | NULL | NULL | NULL | NULL | NULL | NULL | NULL | NULL | NULL
157873 | Elko_BC | Hydro_NonPumped | 9 | 0 | NULL | 6.7378 | 0.05 | 0.019 | NULL | NULL | 200 | 0 | FALSE | FALSE | FALSE | Water | NULL | NULL | NULL | 0 | 0 | 0 | NULL | NULL | NULL | NULL | NULL | NULL | NULL | NULL | NULL | NULL
157874 | Falls_River | Hydro_NonPumped | 9 | 0 | NULL | 6.7378 | 0.05 | 0.019 | NULL | NULL | 200 | 0 | FALSE | FALSE | FALSE | Water | NULL | NULL | NULL | 0 | 0 | 0 | NULL | NULL | NULL | NULL | NULL | NULL | NULL | NULL | NULL | NULL
157875 | Fire_Creek | Hydro_NonPumped | 9 | 0 | NULL | 6.7378 | 0.05 | 0.019 | NULL | NULL | 200 | 0 | FALSE | FALSE | FALSE | Water | NULL | NULL | NULL | 0 | 0 | 0 | NULL | NULL | NULL | NULL | NULL | NULL | NULL | NULL | NULL | NULL
157876 | Fitzsimmons_Creek_Hydro_Project | Hydro_NonPumped | 9 | 0 | NULL | 6.7378 | 0.05 | 0.019 | NULL | NULL | 200 | 0 | FALSE | FALSE | FALSE | Water | NULL | NULL | NULL | 0 | 0 | 0 | NULL | NULL | NULL | NULL | NULL | NULL | NULL | NULL | NULL | NULL
157877 | Furry_Creek | Hydro_NonPumped | 9 | 0 | NULL | 6.7378 | 0.05 | 0.019 | NULL | NULL | 200 | 0 | FALSE | FALSE | FALSE | Water | NULL | NULL | NULL | 0 | 0 | 0 | NULL | NULL | NULL | NULL | NULL | NULL | NULL | NULL | NULL | NULL
157878 | Gordon_M_Shrum | Hydro_NonPumped | 9 | 0 | NULL | 6.7378 | 0.05 | 0.019 | NULL | NULL | 200 | 0 | FALSE | FALSE | FALSE | Water | NULL | NULL | NULL | 0 | 0 | 0 | NULL | NULL | NULL | NULL | NULL | NULL | NULL | NULL | NULL | NULL
157879 | Hystad_Creek | Hydro_NonPumped | 9 | 0 | NULL | 6.7378 | 0.05 | 0.019 | NULL | NULL | 200 | 0 | FALSE | FALSE | FALSE | Water | NULL | NULL | NULL | 0 | 0 | 0 | NULL | NULL | NULL | NULL | NULL | NULL | NULL | NULL | NULL | NULL
157880 | John_Hart | Hydro_NonPumped | 9 | 0 | NULL | 6.7378 | 0.05 | 0.019 | NULL | NULL | 200 | 0 | FALSE | FALSE | FALSE | Water | NULL | NULL | NULL | 0 | 0 | 0 | NULL | NULL | NULL | NULL | NULL | NULL | NULL | NULL | NULL | NULL
157881 | Jordan_River | Hydro_NonPumped | 9 | 0 | NULL | 6.7378 | 0.05 | 0.019 | NULL | NULL | 200 | 0 | FALSE | FALSE | FALSE | Water | NULL | NULL | NULL | 0 | 0 | 0 | NULL | NULL | NULL | NULL | NULL | NULL | NULL | NULL | NULL | NULL
157882 | Kemano | Hydro_NonPumped | 9 | 0 | NULL | 6.7378 | 0.05 | 0.019 | NULL | NULL | 200 | 0 | FALSE | FALSE | FALSE | Water | NULL | NULL | NULL | 0 | 0 | 0 | NULL | NULL | NULL | NULL | NULL | NULL | NULL | NULL | NULL | NULL
157883 | Kootenay_Canal | Hydro_NonPumped | 9 | 0 | NULL | 6.7378 | 0.05 | 0.019 | NULL | NULL | 200 | 0 | FALSE | FALSE | FALSE | Water | NULL | NULL | NULL | 0 | 0 | 0 | NULL | NULL | NULL | NULL | NULL | NULL | NULL | NULL | NULL | NULL
157884 | Ladore_Falls | Hydro_NonPumped | 9 | 0 | NULL | 6.7378 | 0.05 | 0.019 | NULL | NULL | 200 | 0 | FALSE | FALSE | FALSE | Water | NULL | NULL | NULL | 0 | 0 | 0 | NULL | NULL | NULL | NULL | NULL | NULL | NULL | NULL | NULL | NULL
157885 | La_Joie | Hydro_NonPumped | 9 | 0 | NULL | 6.7378 | 0.05 | 0.019 | NULL | NULL | 200 | 0 | FALSE | FALSE | FALSE | Water | NULL | NULL | NULL | 0 | 0 | 0 | NULL | NULL | NULL | NULL | NULL | NULL | NULL | NULL | NULL | NULL
157886 | Lamont_Creek | Hydro_NonPumped | 9 | 0 | NULL | 6.7378 | 0.05 | 0.019 | NULL | NULL | 200 | 0 | FALSE | FALSE | FALSE | Water | NULL | NULL | NULL | 0 | 0 | 0 | NULL | NULL | NULL | NULL | NULL | NULL | NULL | NULL | NULL | NULL
157887 | L_Bonnington | Hydro_NonPumped | 9 | 0 | NULL | 6.7378 | 0.05 | 0.019 | NULL | NULL | 200 | 0 | FALSE | FALSE | FALSE | Water | NULL | NULL | NULL | 0 | 0 | 0 | NULL | NULL | NULL | NULL | NULL | NULL | NULL | NULL | NULL | NULL
157888 | Lois_Lake | Hydro_NonPumped | 9 | 0 | NULL | 6.7378 | 0.05 | 0.019 | NULL | NULL | 200 | 0 | FALSE | FALSE | FALSE | Water | NULL | NULL | NULL | 0 | 0 | 0 | NULL | NULL | NULL | NULL | NULL | NULL | NULL | NULL | NULL | NULL
157889 | Lower_Clowhom | Hydro_NonPumped | 9 | 0 | NULL | 6.7378 | 0.05 | 0.019 | NULL | NULL | 200 | 0 | FALSE | FALSE | FALSE | Water | NULL | NULL | NULL | 0 | 0 | 0 | NULL | NULL | NULL | NULL | NULL | NULL | NULL | NULL | NULL | NULL
157890 | Mamquam_Hydro | Hydro_NonPumped | 9 | 0 | NULL | 6.7378 | 0.05 | 0.019 | NULL | NULL | 200 | 0 | FALSE | FALSE | FALSE | Water | NULL | NULL | NULL | 0 | 0 | 0 | NULL | NULL | NULL | NULL | NULL | NULL | NULL | NULL | NULL | NULL
157891 | Marion_3_Creek_Hydro | Hydro_NonPumped | 9 | 0 | NULL | 6.7378 | 0.05 | 0.019 | NULL | NULL | 200 | 0 | FALSE | FALSE | FALSE | Water | NULL | NULL | NULL | 0 | 0 | 0 | NULL | NULL | NULL | NULL | NULL | NULL | NULL | NULL | NULL | NULL
157892 | McNair_Creek_Hydro_Project | Hydro_NonPumped | 9 | 0 | NULL | 6.7378 | 0.05 | 0.019 | NULL | NULL | 200 | 0 | FALSE | FALSE | FALSE | Water | NULL | NULL | NULL | 0 | 0 | 0 | NULL | NULL | NULL | NULL | NULL | NULL | NULL | NULL | NULL | NULL
157893 | Mears_Hydro | Hydro_NonPumped | 9 | 0 | NULL | 6.7378 | 0.05 | 0.019 | NULL | NULL | 200 | 0 | FALSE | FALSE | FALSE | Water | NULL | NULL | NULL | 0 | 0 | 0 | NULL | NULL | NULL | NULL | NULL | NULL | NULL | NULL | NULL | NULL
157894 | Mica | Hydro_NonPumped | 9 | 0 | NULL | 6.7378 | 0.05 | 0.019 | NULL | NULL | 200 | 0 | FALSE | FALSE | FALSE | Water | NULL | NULL | NULL | 0 | 0 | 0 | NULL | NULL | NULL | NULL | NULL | NULL | NULL | NULL | NULL | NULL
157895 | Miller_Creek | Hydro_NonPumped | 9 | 0 | NULL | 6.7378 | 0.05 | 0.019 | NULL | NULL | 200 | 0 | FALSE | FALSE | FALSE | Water | NULL | NULL | NULL | 0 | 0 | 0 | NULL | NULL | NULL | NULL | NULL | NULL | NULL | NULL | NULL | NULL
157896 | Montrose_Creek | Hydro_NonPumped | 9 | 0 | NULL | 6.7378 | 0.05 | 0.019 | NULL | NULL | 200 | 0 | FALSE | FALSE | FALSE | Water | NULL | NULL | NULL | 0 | 0 | 0 | NULL | NULL | NULL | NULL | NULL | NULL | NULL | NULL | NULL | NULL
157897 | Morehead_Creek | Hydro_NonPumped | 9 | 0 | NULL | 6.7378 | 0.05 | 0.019 | NULL | NULL | 200 | 0 | FALSE | FALSE | FALSE | Water | NULL | NULL | NULL | 0 | 0 | 0 | NULL | NULL | NULL | NULL | NULL | NULL | NULL | NULL | NULL | NULL
157898 | Nelson_Hydro_Power_Plant | Hydro_NonPumped | 9 | 0 | NULL | 6.7378 | 0.05 | 0.019 | NULL | NULL | 200 | 0 | FALSE | FALSE | FALSE | Water | NULL | NULL | NULL | 0 | 0 | 0 | NULL | NULL | NULL | NULL | NULL | NULL | NULL | NULL | NULL | NULL
157899 | Nelson_Hydro_Power_Plant | Hydro_NonPumped | 9 | 0 | NULL | 6.7378 | 0.05 | 0.019 | NULL | NULL | 200 | 0 | FALSE | FALSE | FALSE | Water | NULL | NULL | NULL | 0 | 0 | 0 | NULL | NULL | NULL | NULL | NULL | NULL | NULL | NULL | NULL | NULL
157900 | Nelson_Hydro_Power_Plant | Hydro_NonPumped | 9 | 0 | NULL | 6.7378 | 0.05 | 0.019 | NULL | NULL | 200 | 0 | FALSE | FALSE | FALSE | Water | NULL | NULL | NULL | 0 | 0 | 0 | NULL | NULL | NULL | NULL | NULL | NULL | NULL | NULL | NULL | NULL
157901 | Ocean_Falls | Hydro_NonPumped | 9 | 0 | NULL | 6.7378 | 0.05 | 0.019 | NULL | NULL | 200 | 0 | FALSE | FALSE | FALSE | Water | NULL | NULL | NULL | 0 | 0 | 0 | NULL | NULL | NULL | NULL | NULL | NULL | NULL | NULL | NULL | NULL
157902 | Peace_Canyon | Hydro_NonPumped | 9 | 0 | NULL | 6.7378 | 0.05 | 0.019 | NULL | NULL | 200 | 0 | FALSE | FALSE | FALSE | Water | NULL | NULL | NULL | 0 | 0 | 0 | NULL | NULL | NULL | NULL | NULL | NULL | NULL | NULL | NULL | NULL
157903 | Pingston_Hydroelectric | Hydro_NonPumped | 9 | 0 | NULL | 6.7378 | 0.05 | 0.019 | NULL | NULL | 200 | 0 | FALSE | FALSE | FALSE | Water | NULL | NULL | NULL | 0 | 0 | 0 | NULL | NULL | NULL | NULL | NULL | NULL | NULL | NULL | NULL | NULL
157904 | Powell_River | Hydro_NonPumped | 9 | 0 | NULL | 6.7378 | 0.05 | 0.019 | NULL | NULL | 200 | 0 | FALSE | FALSE | FALSE | Water | NULL | NULL | NULL | 0 | 0 | 0 | NULL | NULL | NULL | NULL | NULL | NULL | NULL | NULL | NULL | NULL
157905 | Ptarmigan_Creek | Hydro_NonPumped | 9 | 0 | NULL | 6.7378 | 0.05 | 0.019 | NULL | NULL | 200 | 0 | FALSE | FALSE | FALSE | Water | NULL | NULL | NULL | 0 | 0 | 0 | NULL | NULL | NULL | NULL | NULL | NULL | NULL | NULL | NULL | NULL
157906 | Puntledge | Hydro_NonPumped | 9 | 0 | NULL | 6.7378 | 0.05 | 0.019 | NULL | NULL | 200 | 0 | FALSE | FALSE | FALSE | Water | NULL | NULL | NULL | 0 | 0 | 0 | NULL | NULL | NULL | NULL | NULL | NULL | NULL | NULL | NULL | NULL
157907 | Queen_Charlotte_Station | Hydro_NonPumped | 9 | 0 | NULL | 6.7378 | 0.05 | 0.019 | NULL | NULL | 200 | 0 | FALSE | FALSE | FALSE | Water | NULL | NULL | NULL | 0 | 0 | 0 | NULL | NULL | NULL | NULL | NULL | NULL | NULL | NULL | NULL | NULL
157908 | Raging_River | Hydro_NonPumped | 9 | 0 | NULL | 6.7378 | 0.05 | 0.019 | NULL | NULL | 200 | 0 | FALSE | FALSE | FALSE | Water | NULL | NULL | NULL | 0 | 0 | 0 | NULL | NULL | NULL | NULL | NULL | NULL | NULL | NULL | NULL | NULL
157909 | Revelstoke | Hydro_NonPumped | 9 | 0 | NULL | 6.7378 | 0.05 | 0.019 | NULL | NULL | 200 | 0 | FALSE | FALSE | FALSE | Water | NULL | NULL | NULL | 0 | 0 | 0 | NULL | NULL | NULL | NULL | NULL | NULL | NULL | NULL | NULL | NULL
157910 | Ruskin | Hydro_NonPumped | 9 | 0 | NULL | 6.7378 | 0.05 | 0.019 | NULL | NULL | 200 | 0 | FALSE | FALSE | FALSE | Water | NULL | NULL | NULL | 0 | 0 | 0 | NULL | NULL | NULL | NULL | NULL | NULL | NULL | NULL | NULL | NULL
157911 | Rutherford_Creek_Hydro | Hydro_NonPumped | 9 | 0 | NULL | 6.7378 | 0.05 | 0.019 | NULL | NULL | 200 | 0 | FALSE | FALSE | FALSE | Water | NULL | NULL | NULL | 0 | 0 | 0 | NULL | NULL | NULL | NULL | NULL | NULL | NULL | NULL | NULL | NULL
157912 | Scuzzy_Creek | Hydro_NonPumped | 9 | 0 | NULL | 6.7378 | 0.05 | 0.019 | NULL | NULL | 200 | 0 | FALSE | FALSE | FALSE | Water | NULL | NULL | NULL | 0 | 0 | 0 | NULL | NULL | NULL | NULL | NULL | NULL | NULL | NULL | NULL | NULL
157913 | Seaton_Creek | Hydro_NonPumped | 9 | 0 | NULL | 6.7378 | 0.05 | 0.019 | NULL | NULL | 200 | 0 | FALSE | FALSE | FALSE | Water | NULL | NULL | NULL | 0 | 0 | 0 | NULL | NULL | NULL | NULL | NULL | NULL | NULL | NULL | NULL | NULL
157914 | Sechelt_Creek | Hydro_NonPumped | 9 | 0 | NULL | 6.7378 | 0.05 | 0.019 | NULL | NULL | 200 | 0 | FALSE | FALSE | FALSE | Water | NULL | NULL | NULL | 0 | 0 | 0 | NULL | NULL | NULL | NULL | NULL | NULL | NULL | NULL | NULL | NULL
157915 | Seton | Hydro_NonPumped | 9 | 0 | NULL | 6.7378 | 0.05 | 0.019 | NULL | NULL | 200 | 0 | FALSE | FALSE | FALSE | Water | NULL | NULL | NULL | 0 | 0 | 0 | NULL | NULL | NULL | NULL | NULL | NULL | NULL | NULL | NULL | NULL
157916 | Seven_Mile | Hydro_NonPumped | 9 | 0 | NULL | 6.7378 | 0.05 | 0.019 | NULL | NULL | 200 | 0 | FALSE | FALSE | FALSE | Water | NULL | NULL | NULL | 0 | 0 | 0 | NULL | NULL | NULL | NULL | NULL | NULL | NULL | NULL | NULL | NULL
157917 | Shuswap | Hydro_NonPumped | 9 | 0 | NULL | 6.7378 | 0.05 | 0.019 | NULL | NULL | 200 | 0 | FALSE | FALSE | FALSE | Water | NULL | NULL | NULL | 0 | 0 | 0 | NULL | NULL | NULL | NULL | NULL | NULL | NULL | NULL | NULL | NULL
157918 | Skookum_Creek | Hydro_NonPumped | 9 | 0 | NULL | 6.7378 | 0.05 | 0.019 | NULL | NULL | 200 | 0 | FALSE | FALSE | FALSE | Water | NULL | NULL | NULL | 0 | 0 | 0 | NULL | NULL | NULL | NULL | NULL | NULL | NULL | NULL | NULL | NULL
157919 | Soo_River | Hydro_NonPumped | 9 | 0 | NULL | 6.7378 | 0.05 | 0.019 | NULL | NULL | 200 | 0 | FALSE | FALSE | FALSE | Water | NULL | NULL | NULL | 0 | 0 | 0 | NULL | NULL | NULL | NULL | NULL | NULL | NULL | NULL | NULL | NULL
157920 | South_Sutton_Creek_Hydro_Project | Hydro_NonPumped | 9 | 0 | NULL | 6.7378 | 0.05 | 0.019 | NULL | NULL | 200 | 0 | FALSE | FALSE | FALSE | Water | NULL | NULL | NULL | 0 | 0 | 0 | NULL | NULL | NULL | NULL | NULL | NULL | NULL | NULL | NULL | NULL
157921 | Spillimacheen | Hydro_NonPumped | 9 | 0 | NULL | 6.7378 | 0.05 | 0.019 | NULL | NULL | 200 | 0 | FALSE | FALSE | FALSE | Water | NULL | NULL | NULL | 0 | 0 | 0 | NULL | NULL | NULL | NULL | NULL | NULL | NULL | NULL | NULL | NULL
157922 | S_Slocan | Hydro_NonPumped | 9 | 0 | NULL | 6.7378 | 0.05 | 0.019 | NULL | NULL | 200 | 0 | FALSE | FALSE | FALSE | Water | NULL | NULL | NULL | 0 | 0 | 0 | NULL | NULL | NULL | NULL | NULL | NULL | NULL | NULL | NULL | NULL
157923 | Stave_Falls | Hydro_NonPumped | 9 | 0 | NULL | 6.7378 | 0.05 | 0.019 | NULL | NULL | 200 | 0 | FALSE | FALSE | FALSE | Water | NULL | NULL | NULL | 0 | 0 | 0 | NULL | NULL | NULL | NULL | NULL | NULL | NULL | NULL | NULL | NULL
157924 | St_Mary | Hydro_NonPumped | 9 | 0 | NULL | 6.7378 | 0.05 | 0.019 | NULL | NULL | 200 | 0 | FALSE | FALSE | FALSE | Water | NULL | NULL | NULL | 0 | 0 | 0 | NULL | NULL | NULL | NULL | NULL | NULL | NULL | NULL | NULL | NULL
157925 | Stokke_Creek | Hydro_NonPumped | 9 | 0 | NULL | 6.7378 | 0.05 | 0.019 | NULL | NULL | 200 | 0 | FALSE | FALSE | FALSE | Water | NULL | NULL | NULL | 0 | 0 | 0 | NULL | NULL | NULL | NULL | NULL | NULL | NULL | NULL | NULL | NULL
157926 | Strathcona | Hydro_NonPumped | 9 | 0 | NULL | 6.7378 | 0.05 | 0.019 | NULL | NULL | 200 | 0 | FALSE | FALSE | FALSE | Water | NULL | NULL | NULL | 0 | 0 | 0 | NULL | NULL | NULL | NULL | NULL | NULL | NULL | NULL | NULL | NULL
157927 | Tennant_Lake | Hydro_NonPumped | 9 | 0 | NULL | 6.7378 | 0.05 | 0.019 | NULL | NULL | 200 | 0 | FALSE | FALSE | FALSE | Water | NULL | NULL | NULL | 0 | 0 | 0 | NULL | NULL | NULL | NULL | NULL | NULL | NULL | NULL | NULL | NULL
157928 | Thelwood_Hydro | Hydro_NonPumped | 9 | 0 | NULL | 6.7378 | 0.05 | 0.019 | NULL | NULL | 200 | 0 | FALSE | FALSE | FALSE | Water | NULL | NULL | NULL | 0 | 0 | 0 | NULL | NULL | NULL | NULL | NULL | NULL | NULL | NULL | NULL | NULL
157929 | Tipella_Creek | Hydro_NonPumped | 9 | 0 | NULL | 6.7378 | 0.05 | 0.019 | NULL | NULL | 200 | 0 | FALSE | FALSE | FALSE | Water | NULL | NULL | NULL | 0 | 0 | 0 | NULL | NULL | NULL | NULL | NULL | NULL | NULL | NULL | NULL | NULL
157930 | Tyson_Creek_Hydroelectric_Project | Hydro_NonPumped | 9 | 0 | NULL | 6.7378 | 0.05 | 0.019 | NULL | NULL | 200 | 0 | FALSE | FALSE | FALSE | Water | NULL | NULL | NULL | 0 | 0 | 0 | NULL | NULL | NULL | NULL | NULL | NULL | NULL | NULL | NULL | NULL
157931 | U_Bonnington | Hydro_NonPumped | 9 | 0 | NULL | 6.7378 | 0.05 | 0.019 | NULL | NULL | 200 | 0 | FALSE | FALSE | FALSE | Water | NULL | NULL | NULL | 0 | 0 | 0 | NULL | NULL | NULL | NULL | NULL | NULL | NULL | NULL | NULL | NULL
157932 | Upper_Clowhom | Hydro_NonPumped | 9 | 0 | NULL | 6.7378 | 0.05 | 0.019 | NULL | NULL | 200 | 0 | FALSE | FALSE | FALSE | Water | NULL | NULL | NULL | 0 | 0 | 0 | NULL | NULL | NULL | NULL | NULL | NULL | NULL | NULL | NULL | NULL
157933 | Upper_Mamquam_Hydro | Hydro_NonPumped | 9 | 0 | NULL | 6.7378 | 0.05 | 0.019 | NULL | NULL | 200 | 0 | FALSE | FALSE | FALSE | Water | NULL | NULL | NULL | 0 | 0 | 0 | NULL | NULL | NULL | NULL | NULL | NULL | NULL | NULL | NULL | NULL
157934 | Upper_Stave_Creek | Hydro_NonPumped | 9 | 0 | NULL | 6.7378 | 0.05 | 0.019 | NULL | NULL | 200 | 0 | FALSE | FALSE | FALSE | Water | NULL | NULL | NULL | 0 | 0 | 0 | NULL | NULL | NULL | NULL | NULL | NULL | NULL | NULL | NULL | NULL
157935 | Wahleach | Hydro_NonPumped | 9 | 0 | NULL | 6.7378 | 0.05 | 0.019 | NULL | NULL | 200 | 0 | FALSE | FALSE | FALSE | Water | NULL | NULL | NULL | 0 | 0 | 0 | NULL | NULL | NULL | NULL | NULL | NULL | NULL | NULL | NULL | NULL
157936 | Walden_CN | Hydro_NonPumped | 9 | 0 | NULL | 6.7378 | 0.05 | 0.019 | NULL | NULL | 200 | 0 | FALSE | FALSE | FALSE | Water | NULL | NULL | NULL | 0 | 0 | 0 | NULL | NULL | NULL | NULL | NULL | NULL | NULL | NULL | NULL | NULL
157937 | Walter_Hardman | Hydro_NonPumped | 9 | 0 | NULL | 6.7378 | 0.05 | 0.019 | NULL | NULL | 200 | 0 | FALSE | FALSE | FALSE | Water | NULL | NULL | NULL | 0 | 0 | 0 | NULL | NULL | NULL | NULL | NULL | NULL | NULL | NULL | NULL | NULL
157938 | Waneta | Hydro_NonPumped | 9 | 0 | NULL | 6.7378 | 0.05 | 0.019 | NULL | NULL | 200 | 0 | FALSE | FALSE | FALSE | Water | NULL | NULL | NULL | 0 | 0 | 0 | NULL | NULL | NULL | NULL | NULL | NULL | NULL | NULL | NULL | NULL
157939 | Whatshan | Hydro_NonPumped | 9 | 0 | NULL | 6.7378 | 0.05 | 0.019 | NULL | NULL | 200 | 0 | FALSE | FALSE | FALSE | Water | NULL | NULL | NULL | 0 | 0 | 0 | NULL | NULL | NULL | NULL | NULL | NULL | NULL | NULL | NULL | NULL
157940 | Calgary1 | CCGT | 8 | 0 | NULL | 4.1213 | 0.04 | 0.06 | 7.1 | NULL | 20 | 0 | FALSE | FALSE | FALSE | Gas | NULL | NULL | NULL | 0.4 | 9.16 | 11.845 | NULL | NULL | NULL | NULL | NULL | NULL | NULL | NULL | NULL | NULL
157941 | CCCPrsd2 | CCGT | 28 | 0 | NULL | 3.6896 | 0.04 | 0.06 | 7.1 | NULL | 20 | 0 | FALSE | FALSE | FALSE | Gas | NULL | NULL | NULL | 0.4 | 9.16 | 11.845 | NULL | NULL | NULL | NULL | NULL | NULL | NULL | NULL | NULL | NULL
157942 | ScotfordST | CCGT_Cogen | 8 | 0 | NULL | 4.1213 | 0.04 | 0.06 | 7.1 | NULL | 20 | 0 | FALSE | TRUE | TRUE | Gas | NULL | NULL | NULL | 1 | 0 | 0 | NULL | NULL | NULL | NULL | NULL | NULL | NULL | NULL | NULL | NULL
157943 | NovaJffr1A | CCGT_Cogen | 8 | 0 | NULL | 4.1213 | 0.04 | 0.06 | 7.1 | NULL | 20 | 0 | FALSE | TRUE | TRUE | Gas | NULL | NULL | NULL | 1 | 0 | 0 | NULL | NULL | NULL | NULL | NULL | NULL | NULL | NULL | NULL | NULL
157944 | LaRosit3 | CCGT | 28 | 0 | NULL | 3.6896 | 0.04 | 0.06 | 7.1 | NULL | 20 | 0 | FALSE | FALSE | FALSE | Gas | NULL | NULL | NULL | 0.4 | 9.16 | 11.845 | NULL | NULL | NULL | NULL | NULL | NULL | NULL | NULL | NULL | NULL
157945 | BearCrk1 | CCGT | 8 | 0 | NULL | 4.1213 | 0.04 | 0.06 | 7.1 | NULL | 20 | 0 | FALSE | FALSE | FALSE | Gas | NULL | NULL | NULL | 0.4 | 9.16 | 11.845 | NULL | NULL | NULL | NULL | NULL | NULL | NULL | NULL | NULL | NULL
157946 | LaRosit1 | CCGT | 28 | 0 | NULL | 3.6896 | 0.04 | 0.06 | 7.1 | NULL | 20 | 0 | FALSE | FALSE | FALSE | Gas | NULL | NULL | NULL | 0.4 | 9.16 | 11.845 | NULL | NULL | NULL | NULL | NULL | NULL | NULL | NULL | NULL | NULL
157947 | NovaJffr1B | CCGT_Cogen | 8 | 0 | NULL | 4.1213 | 0.04 | 0.06 | 7.1 | NULL | 20 | 0 | FALSE | TRUE | TRUE | Gas | NULL | NULL | NULL | 1 | 0 | 0 | NULL | NULL | NULL | NULL | NULL | NULL | NULL | NULL | NULL | NULL
157948 | GenCC_CFE_1 | CCGT | 28 | 0 | NULL | 3.6896 | 0.04 | 0.06 | 7.1 | NULL | 20 | 0 | FALSE | FALSE | FALSE | Gas | NULL | NULL | NULL | 0.4 | 9.16 | 11.845 | NULL | NULL | NULL | NULL | NULL | NULL | NULL | NULL | NULL | NULL
157949 | VICFT | CCGT | 9 | 0 | NULL | 4.1213 | 0.04 | 0.06 | 7.1 | NULL | 20 | 0 | FALSE | FALSE | FALSE | Gas | NULL | NULL | NULL | 0.4 | 9.16 | 11.845 | NULL | NULL | NULL | NULL | NULL | NULL | NULL | NULL | NULL | NULL
157950 | CCCPrsd1 | CCGT | 28 | 0 | NULL | 3.6896 | 0.04 | 0.06 | 7.1 | NULL | 20 | 0 | FALSE | FALSE | FALSE | Gas | NULL | NULL | NULL | 0.4 | 9.16 | 11.845 | NULL | NULL | NULL | NULL | NULL | NULL | NULL | NULL | NULL | NULL
157951 | JoffrCgnP | CCGT_Cogen | 8 | 0 | NULL | 4.1213 | 0.04 | 0.06 | 7.1 | NULL | 20 | 0 | FALSE | TRUE | TRUE | Gas | NULL | NULL | NULL | 1 | 0 | 0 | NULL | NULL | NULL | NULL | NULL | NULL | NULL | NULL | NULL | NULL
157952 | VancIsland2 | CCGT | 9 | 0 | NULL | 4.1213 | 0.04 | 0.06 | 6.8 | NULL | 20 | 0 | FALSE | FALSE | FALSE | Gas | NULL | NULL | NULL | 0.4 | 9.16 | 11.845 | NULL | NULL | NULL | NULL | NULL | NULL | NULL | NULL | NULL | NULL
157953 | DowChmcl2 | CCGT_Cogen | 8 | 0 | NULL | 4.1213 | 0.04 | 0.06 | 7.1 | NULL | 20 | 0 | FALSE | TRUE | TRUE | Gas | NULL | NULL | NULL | 1 | 0 | 0 | NULL | NULL | NULL | NULL | NULL | NULL | NULL | NULL | NULL | NULL
157954 | DowChmcl1 | CCGT_Cogen | 8 | 0 | NULL | 4.1213 | 0.04 | 0.06 | 7.1 | NULL | 20 | 0 | FALSE | TRUE | TRUE | Gas | NULL | NULL | NULL | 1 | 0 | 0 | NULL | NULL | NULL | NULL | NULL | NULL | NULL | NULL | NULL | NULL
157955 | PJX_3_1 | CCGT | 28 | 0 | NULL | 3.6896 | 0.04 | 0.06 | 7.1 | NULL | 20 | 0 | FALSE | FALSE | FALSE | Gas | NULL | NULL | NULL | 0.4 | 9.16 | 11.845 | NULL | NULL | NULL | NULL | NULL | NULL | NULL | NULL | NULL | NULL
157956 | IslndCgn | CCGT_Cogen | 9 | 0 | NULL | 4.1213 | 0.04 | 0.06 | 7.1 | NULL | 20 | 0 | FALSE | TRUE | TRUE | Gas | NULL | NULL | NULL | 1 | 0 | 0 | NULL | NULL | NULL | NULL | NULL | NULL | NULL | NULL | NULL | NULL
157957 | DowABST | CCGT | 8 | 0 | NULL | 4.1213 | 0.04 | 0.06 | 7.1 | NULL | 20 | 0 | FALSE | FALSE | FALSE | Gas | NULL | NULL | NULL | 0.4 | 9.16 | 11.845 | NULL | NULL | NULL | NULL | NULL | NULL | NULL | NULL | NULL | NULL
157958 | Cavalier1 | CCGT_Cogen | 8 | 0 | NULL | 4.1213 | 0.04 | 0.06 | 7.1 | NULL | 20 | 0 | FALSE | TRUE | TRUE | Gas | NULL | NULL | NULL | 1 | 0 | 0 | NULL | NULL | NULL | NULL | NULL | NULL | NULL | NULL | NULL | NULL
157959 | AirLiqd1 | CCGT_Cogen | 8 | 0 | NULL | 4.1213 | 0.04 | 0.06 | 7.1 | NULL | 20 | 0 | FALSE | TRUE | TRUE | Gas | NULL | NULL | NULL | 1 | 0 | 0 | NULL | NULL | NULL | NULL | NULL | NULL | NULL | NULL | NULL | NULL
157960 | Balzac1 | CCGT_Cogen | 8 | 0 | NULL | 4.1213 | 0.04 | 0.06 | 7.1 | NULL | 20 | 0 | FALSE | TRUE | TRUE | Gas | NULL | NULL | NULL | 1 | 0 | 0 | NULL | NULL | NULL | NULL | NULL | NULL | NULL | NULL | NULL | NULL
157961 | BAJA-SL | CCGT | 28 | 0 | NULL | 3.6896 | 0.04 | 0.06 | 7.1 | NULL | 20 | 0 | FALSE | FALSE | FALSE | Gas | NULL | NULL | NULL | 0.4 | 9.16 | 11.845 | NULL | NULL | NULL | NULL | NULL | NULL | NULL | NULL | NULL | NULL
157962 | Wabamun4 | Coal_Steam_Turbine | 8 | 0 | NULL | 4.1662 | 0.06 | 0.1 | 11.65 | NULL | 40 | 0 | FALSE | FALSE | FALSE | Coal | NULL | NULL | NULL | 0.7 | 0 | 0 | NULL | NULL | NULL | NULL | NULL | NULL | NULL | NULL | NULL | NULL
157963 | Sundanc3 | Coal_Steam_Turbine | 8 | 0 | NULL | 4.1662 | 0.06 | 0.1 | 10.59 | NULL | 40 | 0 | FALSE | FALSE | FALSE | Coal | NULL | NULL | NULL | 0.7 | 0 | 0 | NULL | NULL | NULL | NULL | NULL | NULL | NULL | NULL | NULL | NULL
157964 | Sundanc4 | Coal_Steam_Turbine | 8 | 0 | NULL | 4.1662 | 0.06 | 0.1 | 10.59 | NULL | 40 | 0 | FALSE | FALSE | FALSE | Coal | NULL | NULL | NULL | 0.7 | 0 | 0 | NULL | NULL | NULL | NULL | NULL | NULL | NULL | NULL | NULL | NULL
157965 | Sundanc5 | Coal_Steam_Turbine | 8 | 0 | NULL | 4.1662 | 0.06 | 0.1 | 10.59 | NULL | 40 | 0 | FALSE | FALSE | FALSE | Coal | NULL | NULL | NULL | 0.7 | 0 | 0 | NULL | NULL | NULL | NULL | NULL | NULL | NULL | NULL | NULL | NULL
157966 | Sundanc6 | Coal_Steam_Turbine | 8 | 0 | NULL | 4.1662 | 0.06 | 0.1 | 10.59 | NULL | 40 | 0 | FALSE | FALSE | FALSE | Coal | NULL | NULL | NULL | 0.7 | 0 | 0 | NULL | NULL | NULL | NULL | NULL | NULL | NULL | NULL | NULL | NULL
157967 | Kephlls2 | Coal_Steam_Turbine | 8 | 0 | NULL | 4.1662 | 0.06 | 0.1 | 10.59 | NULL | 40 | 0 | FALSE | FALSE | FALSE | Coal | NULL | NULL | NULL | 0.7 | 0 | 0 | NULL | NULL | NULL | NULL | NULL | NULL | NULL | NULL | NULL | NULL
157968 | Kephlls1 | Coal_Steam_Turbine | 8 | 0 | NULL | 4.1662 | 0.06 | 0.1 | 10.59 | NULL | 40 | 0 | FALSE | FALSE | FALSE | Coal | NULL | NULL | NULL | 0.7 | 0 | 0 | NULL | NULL | NULL | NULL | NULL | NULL | NULL | NULL | NULL | NULL
157969 | Genesee1 | Coal_Steam_Turbine | 8 | 0 | NULL | 4.1662 | 0.06 | 0.1 | 10.59 | NULL | 40 | 0 | FALSE | FALSE | FALSE | Coal | NULL | NULL | NULL | 0.7 | 0 | 0 | NULL | NULL | NULL | NULL | NULL | NULL | NULL | NULL | NULL | NULL
157970 | BAT_#5_5 | Coal_Steam_Turbine | 8 | 0 | NULL | 4.1662 | 0.06 | 0.1 | 10.59 | NULL | 40 | 0 | FALSE | FALSE | FALSE | Coal | NULL | NULL | NULL | 0.7 | 0 | 0 | NULL | NULL | NULL | NULL | NULL | NULL | NULL | NULL | NULL | NULL
157971 | BAT_#3_3 | Coal_Steam_Turbine | 8 | 0 | NULL | 4.1662 | 0.06 | 0.1 | 10.59 | NULL | 40 | 0 | FALSE | FALSE | FALSE | Coal | NULL | NULL | NULL | 0.7 | 0 | 0 | NULL | NULL | NULL | NULL | NULL | NULL | NULL | NULL | NULL | NULL
157972 | BAT_#4_4 | Coal_Steam_Turbine | 8 | 0 | NULL | 4.1662 | 0.06 | 0.1 | 10.59 | NULL | 40 | 0 | FALSE | FALSE | FALSE | Coal | NULL | NULL | NULL | 0.7 | 0 | 0 | NULL | NULL | NULL | NULL | NULL | NULL | NULL | NULL | NULL | NULL
157973 | Genesee2 | Coal_Steam_Turbine | 8 | 0 | NULL | 4.1662 | 0.06 | 0.1 | 10.59 | NULL | 40 | 0 | FALSE | FALSE | FALSE | Coal | NULL | NULL | NULL | 0.7 | 0 | 0 | NULL | NULL | NULL | NULL | NULL | NULL | NULL | NULL | NULL | NULL
157974 | Shernss1 | Coal_Steam_Turbine | 8 | 0 | NULL | 4.1662 | 0.06 | 0.1 | 10.59 | NULL | 40 | 0 | FALSE | FALSE | FALSE | Coal | NULL | NULL | NULL | 0.7 | 0 | 0 | NULL | NULL | NULL | NULL | NULL | NULL | NULL | NULL | NULL | NULL
157975 | Sundanc1 | Coal_Steam_Turbine | 8 | 0 | NULL | 4.1662 | 0.06 | 0.1 | 10.59 | NULL | 40 | 0 | FALSE | FALSE | FALSE | Coal | NULL | NULL | NULL | 0.7 | 0 | 0 | NULL | NULL | NULL | NULL | NULL | NULL | NULL | NULL | NULL | NULL
157976 | Shernss2 | Coal_Steam_Turbine | 8 | 0 | NULL | 4.1662 | 0.06 | 0.1 | 10.59 | NULL | 40 | 0 | FALSE | FALSE | FALSE | Coal | NULL | NULL | NULL | 0.7 | 0 | 0 | NULL | NULL | NULL | NULL | NULL | NULL | NULL | NULL | NULL | NULL
157977 | Sundanc2 | Coal_Steam_Turbine | 8 | 0 | NULL | 4.1662 | 0.06 | 0.1 | 10.59 | NULL | 40 | 0 | FALSE | FALSE | FALSE | Coal | NULL | NULL | NULL | 0.7 | 0 | 0 | NULL | NULL | NULL | NULL | NULL | NULL | NULL | NULL | NULL | NULL
157978 | Cancarb1 | Coal_Steam_Turbine_Cogen | 8 | 0 | NULL | 4.1662 | 0.06 | 0.1 | 8.7428 | NULL | 40 | 0 | FALSE | TRUE | TRUE | Coal | NULL | NULL | NULL | 1 | 0 | 0 | NULL | NULL | NULL | NULL | NULL | NULL | NULL | NULL | NULL | NULL
157979 | Genesee3 | Coal_Steam_Turbine | 8 | 0 | NULL | 4.1662 | 0.06 | 0.1 | 8.89 | NULL | 40 | 0 | FALSE | FALSE | FALSE | Coal | NULL | NULL | NULL | 0.7 | 0 | 0 | NULL | NULL | NULL | NULL | NULL | NULL | NULL | NULL | NULL | NULL
157980 | SC_FirebagS3_2 | Gas_Combustion_Turbine_Cogen | 8 | 0 | NULL | 33.577 | 0.03 | 0.05 | 6.1308 | NULL | 20 | 0 | FALSE | TRUE | TRUE | Gas | NULL | NULL | NULL | 1 | 0 | 0 | NULL | NULL | NULL | NULL | NULL | NULL | NULL | NULL | NULL | NULL
157981 | SC_FirebagS3_1 | Gas_Combustion_Turbine_Cogen | 8 | 0 | NULL | 33.577 | 0.03 | 0.05 | 6.1308 | NULL | 20 | 0 | FALSE | TRUE | TRUE | Gas | NULL | NULL | NULL | 1 | 0 | 0 | NULL | NULL | NULL | NULL | NULL | NULL | NULL | NULL | NULL | NULL
157982 | SC_FirebagS2_1 | Gas_Combustion_Turbine_Cogen | 8 | 0 | NULL | 33.577 | 0.03 | 0.05 | 6.1308 | NULL | 20 | 0 | FALSE | TRUE | TRUE | Gas | NULL | NULL | NULL | 1 | 0 | 0 | NULL | NULL | NULL | NULL | NULL | NULL | NULL | NULL | NULL | NULL
157983 | MuskgRvr1 | Gas_Combustion_Turbine_Cogen | 8 | 0 | NULL | 33.577 | 0.03 | 0.05 | 6.1308 | NULL | 20 | 0 | FALSE | TRUE | TRUE | Gas | NULL | NULL | NULL | 1 | 0 | 0 | NULL | NULL | NULL | NULL | NULL | NULL | NULL | NULL | NULL | NULL
157984 | PdtJrzG3 | Gas_Combustion_Turbine | 28 | 0 | NULL | 30.0594 | 0.03 | 0.05 | 10.64 | NULL | 20 | 0 | FALSE | FALSE | FALSE | Gas | NULL | NULL | NULL | 0 | 0.22 | 0.989 | NULL | NULL | NULL | NULL | NULL | NULL | NULL | NULL | NULL | NULL
157985 | ON_LongLk2 | Gas_Combustion_Turbine | 8 | 0 | NULL | 33.577 | 0.03 | 0.05 | 10.64 | NULL | 20 | 0 | FALSE | FALSE | FALSE | Gas | NULL | NULL | NULL | 0 | 0.22 | 0.989 | NULL | NULL | NULL | NULL | NULL | NULL | NULL | NULL | NULL | NULL
157986 | EPCR_Clvrbr_3 | Gas_Combustion_Turbine | 8 | 0 | NULL | 33.577 | 0.03 | 0.05 | 10.64 | NULL | 20 | 0 | FALSE | FALSE | FALSE | Gas | NULL | NULL | NULL | 0 | 0.22 | 0.989 | NULL | NULL | NULL | NULL | NULL | NULL | NULL | NULL | NULL | NULL
157987 | ON_LongLk1 | Gas_Combustion_Turbine | 8 | 0 | NULL | 33.577 | 0.03 | 0.05 | 10.64 | NULL | 20 | 0 | FALSE | FALSE | FALSE | Gas | NULL | NULL | NULL | 0 | 0.22 | 0.989 | NULL | NULL | NULL | NULL | NULL | NULL | NULL | NULL | NULL | NULL
157988 | NrthPrairie1 | Gas_Combustion_Turbine | 8 | 0 | NULL | 33.577 | 0.03 | 0.05 | 10.64 | NULL | 20 | 0 | FALSE | FALSE | FALSE | Gas | NULL | NULL | NULL | 0 | 0.22 | 0.989 | NULL | NULL | NULL | NULL | NULL | NULL | NULL | NULL | NULL | NULL
157989 | Primros1 | Gas_Combustion_Turbine_Cogen | 8 | 0 | NULL | 33.577 | 0.03 | 0.05 | 6.1308 | NULL | 20 | 0 | FALSE | TRUE | TRUE | Gas | NULL | NULL | NULL | 1 | 0 | 0 | NULL | NULL | NULL | NULL | NULL | NULL | NULL | NULL | NULL | NULL
157990 | MuskgRvr2 | Gas_Combustion_Turbine_Cogen | 8 | 0 | NULL | 33.577 | 0.03 | 0.05 | 6.1308 | NULL | 20 | 0 | FALSE | TRUE | TRUE | Gas | NULL | NULL | NULL | 1 | 0 | 0 | NULL | NULL | NULL | NULL | NULL | NULL | NULL | NULL | NULL | NULL
157991 | Mackay | Gas_Combustion_Turbine_Cogen | 8 | 0 | NULL | 33.577 | 0.03 | 0.05 | 6.1308 | NULL | 20 | 0 | FALSE | TRUE | TRUE | Gas | NULL | NULL | NULL | 1 | 0 | 0 | NULL | NULL | NULL | NULL | NULL | NULL | NULL | NULL | NULL | NULL
157992 | ENMX_Crsfld_1 | Gas_Combustion_Turbine | 8 | 0 | NULL | 33.577 | 0.03 | 0.05 | 10.64 | NULL | 20 | 0 | FALSE | FALSE | FALSE | Gas | NULL | NULL | NULL | 0 | 0.22 | 0.989 | NULL | NULL | NULL | NULL | NULL | NULL | NULL | NULL | NULL | NULL
157993 | ColdLake1 | Gas_Combustion_Turbine_Cogen | 8 | 0 | NULL | 33.577 | 0.03 | 0.05 | 6.1308 | NULL | 20 | 0 | FALSE | TRUE | TRUE | Gas | NULL | NULL | NULL | 1 | 0 | 0 | NULL | NULL | NULL | NULL | NULL | NULL | NULL | NULL | NULL | NULL
157994 | EPCR_Clvrbr_2 | Gas_Combustion_Turbine | 8 | 0 | NULL | 33.577 | 0.03 | 0.05 | 10.64 | NULL | 20 | 0 | FALSE | FALSE | FALSE | Gas | NULL | NULL | NULL | 0 | 0.22 | 0.989 | NULL | NULL | NULL | NULL | NULL | NULL | NULL | NULL | NULL | NULL
157995 | ColdLake2 | Gas_Combustion_Turbine_Cogen | 8 | 0 | NULL | 33.577 | 0.03 | 0.05 | 6.1308 | NULL | 20 | 0 | FALSE | TRUE | TRUE | Gas | NULL | NULL | NULL | 1 | 0 | 0 | NULL | NULL | NULL | NULL | NULL | NULL | NULL | NULL | NULL | NULL
157996 | MedcnHt5 | Gas_Combustion_Turbine | 8 | 0 | NULL | 33.577 | 0.03 | 0.05 | 10.8 | NULL | 20 | 0 | FALSE | FALSE | FALSE | Gas | NULL | NULL | NULL | 0 | 0.22 | 0.989 | NULL | NULL | NULL | NULL | NULL | NULL | NULL | NULL | NULL | NULL
157997 | RuprtGT1 | Gas_Combustion_Turbine | 9 | 0 | NULL | 33.577 | 0.03 | 0.05 | 10.8 | NULL | 20 | 0 | FALSE | FALSE | FALSE | Gas | NULL | NULL | NULL | 0 | 0.22 | 0.989 | NULL | NULL | NULL | NULL | NULL | NULL | NULL | NULL | NULL | NULL
157998 | MedcnHt8 | Gas_Combustion_Turbine | 8 | 0 | NULL | 33.577 | 0.03 | 0.05 | 10.8 | NULL | 20 | 0 | FALSE | FALSE | FALSE | Gas | NULL | NULL | NULL | 0 | 0.22 | 0.989 | NULL | NULL | NULL | NULL | NULL | NULL | NULL | NULL | NULL | NULL
157999 | MedcnHt9 | Gas_Combustion_Turbine | 8 | 0 | NULL | 33.577 | 0.03 | 0.05 | 10.8 | NULL | 20 | 0 | FALSE | FALSE | FALSE | Gas | NULL | NULL | NULL | 0 | 0.22 | 0.989 | NULL | NULL | NULL | NULL | NULL | NULL | NULL | NULL | NULL | NULL
158000 | MillerCrk | Gas_Combustion_Turbine | 9 | 0 | NULL | 33.577 | 0.03 | 0.05 | 10.8 | NULL | 20 | 0 | FALSE | FALSE | FALSE | Gas | NULL | NULL | NULL | 0 | 0.22 | 0.989 | NULL | NULL | NULL | NULL | NULL | NULL | NULL | NULL | NULL | NULL
158001 | MedcnHt7 | Gas_Combustion_Turbine | 8 | 0 | NULL | 33.577 | 0.03 | 0.05 | 10.8 | NULL | 20 | 0 | FALSE | FALSE | FALSE | Gas | NULL | NULL | NULL | 0 | 0.22 | 0.989 | NULL | NULL | NULL | NULL | NULL | NULL | NULL | NULL | NULL | NULL
158002 | Riverside | Gas_Combustion_Turbine | 9 | 0 | NULL | 33.577 | 0.03 | 0.05 | 10.8 | NULL | 20 | 0 | FALSE | FALSE | FALSE | Gas | NULL | NULL | NULL | 0 | 0.22 | 0.989 | NULL | NULL | NULL | NULL | NULL | NULL | NULL | NULL | NULL | NULL
158003 | PdtJrzG2 | Gas_Combustion_Turbine | 28 | 0 | NULL | 30.0594 | 0.03 | 0.05 | 10.8 | NULL | 20 | 0 | FALSE | FALSE | FALSE | Gas | NULL | NULL | NULL | 0 | 0.22 | 0.989 | NULL | NULL | NULL | NULL | NULL | NULL | NULL | NULL | NULL | NULL
158004 | RuprtGT2 | Gas_Combustion_Turbine | 9 | 0 | NULL | 33.577 | 0.03 | 0.05 | 10.8 | NULL | 20 | 0 | FALSE | FALSE | FALSE | Gas | NULL | NULL | NULL | 0 | 0.22 | 0.989 | NULL | NULL | NULL | NULL | NULL | NULL | NULL | NULL | NULL | NULL
158005 | PdtJrzG1 | Gas_Combustion_Turbine | 28 | 0 | NULL | 30.0594 | 0.03 | 0.05 | 10.8 | NULL | 20 | 0 | FALSE | FALSE | FALSE | Gas | NULL | NULL | NULL | 0 | 0.22 | 0.989 | NULL | NULL | NULL | NULL | NULL | NULL | NULL | NULL | NULL | NULL
158006 | Crestbrook | Gas_Combustion_Turbine | 9 | 0 | NULL | 33.577 | 0.03 | 0.05 | 10.8 | NULL | 20 | 0 | FALSE | FALSE | FALSE | Gas | NULL | NULL | NULL | 0 | 0.22 | 0.989 | NULL | NULL | NULL | NULL | NULL | NULL | NULL | NULL | NULL | NULL
158007 | Walden1 | Gas_Combustion_Turbine | 9 | 0 | NULL | 33.577 | 0.03 | 0.05 | 10.8 | NULL | 20 | 0 | FALSE | FALSE | FALSE | Gas | NULL | NULL | NULL | 0 | 0.22 | 0.989 | NULL | NULL | NULL | NULL | NULL | NULL | NULL | NULL | NULL | NULL
158008 | Alkokolex | Gas_Combustion_Turbine | 9 | 0 | NULL | 33.577 | 0.03 | 0.05 | 10.8 | NULL | 20 | 0 | FALSE | FALSE | FALSE | Gas | NULL | NULL | NULL | 0 | 0.22 | 0.989 | NULL | NULL | NULL | NULL | NULL | NULL | NULL | NULL | NULL | NULL
158009 | WstCstn1 | Gas_Combustion_Turbine_Cogen | 9 | 0 | NULL | 33.577 | 0.03 | 0.05 | 6.1308 | NULL | 20 | 0 | FALSE | TRUE | TRUE | Gas | NULL | NULL | NULL | 1 | 0 | 0 | NULL | NULL | NULL | NULL | NULL | NULL | NULL | NULL | NULL | NULL
158010 | ValleyView1 | Gas_Combustion_Turbine | 8 | 0 | NULL | 33.577 | 0.03 | 0.05 | 11.25 | NULL | 20 | 0 | FALSE | FALSE | FALSE | Gas | NULL | NULL | NULL | 0 | 0.22 | 0.989 | NULL | NULL | NULL | NULL | NULL | NULL | NULL | NULL | NULL | NULL
158011 | Rainbw4 | Gas_Combustion_Turbine_Cogen | 8 | 0 | NULL | 33.577 | 0.03 | 0.05 | 6.1308 | NULL | 20 | 0 | FALSE | TRUE | TRUE | Gas | NULL | NULL | NULL | 1 | 0 | 0 | NULL | NULL | NULL | NULL | NULL | NULL | NULL | NULL | NULL | NULL
158012 | Redwater | Gas_Combustion_Turbine_Cogen | 8 | 0 | NULL | 33.577 | 0.03 | 0.05 | 6.1308 | NULL | 20 | 0 | FALSE | TRUE | TRUE | Gas | NULL | NULL | NULL | 1 | 0 | 0 | NULL | NULL | NULL | NULL | NULL | NULL | NULL | NULL | NULL | NULL
158013 | Rainbw56 | Gas_Combustion_Turbine_Cogen | 8 | 0 | NULL | 33.577 | 0.03 | 0.05 | 6.1308 | NULL | 20 | 0 | FALSE | TRUE | TRUE | Gas | NULL | NULL | NULL | 1 | 0 | 0 | NULL | NULL | NULL | NULL | NULL | NULL | NULL | NULL | NULL | NULL
158014 | WstCstn2 | Gas_Combustion_Turbine_Cogen | 9 | 0 | NULL | 33.577 | 0.03 | 0.05 | 6.1308 | NULL | 20 | 0 | FALSE | TRUE | TRUE | Gas | NULL | NULL | NULL | 1 | 0 | 0 | NULL | NULL | NULL | NULL | NULL | NULL | NULL | NULL | NULL | NULL
158015 | Sturgeon2 | Gas_Combustion_Turbine | 8 | 0 | NULL | 33.577 | 0.03 | 0.05 | 11.25 | NULL | 20 | 0 | FALSE | FALSE | FALSE | Gas | NULL | NULL | NULL | 0 | 0.22 | 0.989 | NULL | NULL | NULL | NULL | NULL | NULL | NULL | NULL | NULL | NULL
158016 | Sturgeon1 | Gas_Combustion_Turbine | 8 | 0 | NULL | 33.577 | 0.03 | 0.05 | 11.25 | NULL | 20 | 0 | FALSE | FALSE | FALSE | Gas | NULL | NULL | NULL | 0 | 0.22 | 0.989 | NULL | NULL | NULL | NULL | NULL | NULL | NULL | NULL | NULL | NULL
158017 | Sturg3VV | Gas_Combustion_Turbine | 8 | 0 | NULL | 33.577 | 0.03 | 0.05 | 11.25 | NULL | 20 | 0 | FALSE | FALSE | FALSE | Gas | NULL | NULL | NULL | 0 | 0.22 | 0.989 | NULL | NULL | NULL | NULL | NULL | NULL | NULL | NULL | NULL | NULL
158018 | Carslnd1 | Gas_Combustion_Turbine_Cogen | 8 | 0 | NULL | 33.577 | 0.03 | 0.05 | 6.1308 | NULL | 20 | 0 | FALSE | TRUE | TRUE | Gas | NULL | NULL | NULL | 1 | 0 | 0 | NULL | NULL | NULL | NULL | NULL | NULL | NULL | NULL | NULL | NULL
158019 | Carslnd2 | Gas_Combustion_Turbine_Cogen | 8 | 0 | NULL | 33.577 | 0.03 | 0.05 | 6.1308 | NULL | 20 | 0 | FALSE | TRUE | TRUE | Gas | NULL | NULL | NULL | 1 | 0 | 0 | NULL | NULL | NULL | NULL | NULL | NULL | NULL | NULL | NULL | NULL
158020 | MedcnHt10 | Gas_Combustion_Turbine_Cogen | 8 | 0 | NULL | 33.577 | 0.03 | 0.05 | 6.1308 | NULL | 20 | 0 | FALSE | TRUE | TRUE | Gas | NULL | NULL | NULL | 1 | 0 | 0 | NULL | NULL | NULL | NULL | NULL | NULL | NULL | NULL | NULL | NULL
158021 | Foster_Creek1 | Gas_Combustion_Turbine_Cogen | 8 | 0 | NULL | 33.577 | 0.03 | 0.05 | 6.1308 | NULL | 20 | 0 | FALSE | TRUE | TRUE | Gas | NULL | NULL | NULL | 1 | 0 | 0 | NULL | NULL | NULL | NULL | NULL | NULL | NULL | NULL | NULL | NULL
158022 | FrtNelsn1 | Gas_Combustion_Turbine | 8 | 0 | NULL | 33.577 | 0.03 | 0.05 | 11.25 | NULL | 20 | 0 | FALSE | FALSE | FALSE | Gas | NULL | NULL | NULL | 0 | 0.22 | 0.989 | NULL | NULL | NULL | NULL | NULL | NULL | NULL | NULL | NULL | NULL
158023 | PplrHll1 | Gas_Combustion_Turbine | 8 | 0 | NULL | 33.577 | 0.03 | 0.05 | 11.25 | NULL | 20 | 0 | FALSE | FALSE | FALSE | Gas | NULL | NULL | NULL | 0 | 0.22 | 0.989 | NULL | NULL | NULL | NULL | NULL | NULL | NULL | NULL | NULL | NULL
158024 | MedcnHt11 | Gas_Combustion_Turbine | 8 | 0 | NULL | 33.577 | 0.03 | 0.05 | 11.25 | NULL | 20 | 0 | FALSE | FALSE | FALSE | Gas | NULL | NULL | NULL | 0 | 0.22 | 0.989 | NULL | NULL | NULL | NULL | NULL | NULL | NULL | NULL | NULL | NULL
158025 | EPCR_Clvrbr_1 | Gas_Combustion_Turbine | 8 | 0 | NULL | 33.577 | 0.03 | 0.05 | 11.25 | NULL | 20 | 0 | FALSE | FALSE | FALSE | Gas | NULL | NULL | NULL | 0 | 0.22 | 0.989 | NULL | NULL | NULL | NULL | NULL | NULL | NULL | NULL | NULL | NULL
158026 | Foster_Creek2 | Gas_Combustion_Turbine_Cogen | 8 | 0 | NULL | 33.577 | 0.03 | 0.05 | 6.1308 | NULL | 20 | 0 | FALSE | TRUE | TRUE | Gas | NULL | NULL | NULL | 1 | 0 | 0 | NULL | NULL | NULL | NULL | NULL | NULL | NULL | NULL | NULL | NULL
158027 | CerroPrI1-2 | Geothermal | 28 | 0 | NULL | 31.1652 | 0.0075 | 0.0241 | NULL | NULL | 30 | 0 | FALSE | TRUE | FALSE | Geothermal | NULL | NULL | NULL | 1 | 0 | 0 | NULL | NULL | NULL | NULL | NULL | NULL | NULL | NULL | NULL | NULL
158028 | CerroPr2-2 | Geothermal | 28 | 0 | NULL | 31.1652 | 0.0075 | 0.0241 | NULL | NULL | 30 | 0 | FALSE | TRUE | FALSE | Geothermal | NULL | NULL | NULL | 1 | 0 | 0 | NULL | NULL | NULL | NULL | NULL | NULL | NULL | NULL | NULL | NULL
158029 | CerroPr3-1 | Geothermal | 28 | 0 | NULL | 31.1652 | 0.0075 | 0.0241 | NULL | NULL | 30 | 0 | FALSE | TRUE | FALSE | Geothermal | NULL | NULL | NULL | 1 | 0 | 0 | NULL | NULL | NULL | NULL | NULL | NULL | NULL | NULL | NULL | NULL
158030 | CerroPr3-2 | Geothermal | 28 | 0 | NULL | 31.1652 | 0.0075 | 0.0241 | NULL | NULL | 30 | 0 | FALSE | TRUE | FALSE | Geothermal | NULL | NULL | NULL | 1 | 0 | 0 | NULL | NULL | NULL | NULL | NULL | NULL | NULL | NULL | NULL | NULL
158031 | CerroPr2-1 | Geothermal | 28 | 0 | NULL | 31.1652 | 0.0075 | 0.0241 | NULL | NULL | 30 | 0 | FALSE | TRUE | FALSE | Geothermal | NULL | NULL | NULL | 1 | 0 | 0 | NULL | NULL | NULL | NULL | NULL | NULL | NULL | NULL | NULL | NULL
158032 | CerroPrI1-5 | Geothermal | 28 | 0 | NULL | 31.1652 | 0.0075 | 0.0241 | NULL | NULL | 30 | 0 | FALSE | TRUE | FALSE | Geothermal | NULL | NULL | NULL | 1 | 0 | 0 | NULL | NULL | NULL | NULL | NULL | NULL | NULL | NULL | NULL | NULL
158033 | CerroPrI1-4 | Geothermal | 28 | 0 | NULL | 31.1652 | 0.0075 | 0.0241 | NULL | NULL | 30 | 0 | FALSE | TRUE | FALSE | Geothermal | NULL | NULL | NULL | 1 | 0 | 0 | NULL | NULL | NULL | NULL | NULL | NULL | NULL | NULL | NULL | NULL
158034 | CerroPr4-1 | Geothermal | 28 | 0 | NULL | 31.1652 | 0.0075 | 0.0241 | NULL | NULL | 30 | 0 | FALSE | TRUE | FALSE | Geothermal | NULL | NULL | NULL | 1 | 0 | 0 | NULL | NULL | NULL | NULL | NULL | NULL | NULL | NULL | NULL | NULL
158035 | CerroPrI1-3 | Geothermal | 28 | 0 | NULL | 31.1652 | 0.0075 | 0.0241 | NULL | NULL | 30 | 0 | FALSE | TRUE | FALSE | Geothermal | NULL | NULL | NULL | 1 | 0 | 0 | NULL | NULL | NULL | NULL | NULL | NULL | NULL | NULL | NULL | NULL
158036 | CerroPr4-2 | Geothermal | 28 | 0 | NULL | 31.1652 | 0.0075 | 0.0241 | NULL | NULL | 30 | 0 | FALSE | TRUE | FALSE | Geothermal | NULL | NULL | NULL | 1 | 0 | 0 | NULL | NULL | NULL | NULL | NULL | NULL | NULL | NULL | NULL | NULL
158037 | CerroPr4-3 | Geothermal | 28 | 0 | NULL | 31.1652 | 0.0075 | 0.0241 | NULL | NULL | 30 | 0 | FALSE | TRUE | FALSE | Geothermal | NULL | NULL | NULL | 1 | 0 | 0 | NULL | NULL | NULL | NULL | NULL | NULL | NULL | NULL | NULL | NULL
158038 | CerroPrI1-1 | Geothermal | 28 | 0 | NULL | 31.1652 | 0.0075 | 0.0241 | NULL | NULL | 30 | 0 | FALSE | TRUE | FALSE | Geothermal | NULL | NULL | NULL | 1 | 0 | 0 | NULL | NULL | NULL | NULL | NULL | NULL | NULL | NULL | NULL | NULL
158039 | CerroPr4-4 | Geothermal | 28 | 0 | NULL | 31.1652 | 0.0075 | 0.0241 | NULL | NULL | 30 | 0 | FALSE | TRUE | FALSE | Geothermal | NULL | NULL | NULL | 1 | 0 | 0 | NULL | NULL | NULL | NULL | NULL | NULL | NULL | NULL | NULL | NULL
158040 | SYNC_UE5 | Gas_Combustion_Turbine_Cogen | 8 | 0 | NULL | 33.577 | 0.03 | 0.05 | 3.952 | NULL | 20 | 0 | FALSE | TRUE | TRUE | Gas | NULL | NULL | NULL | 1 | 0 | 0 | NULL | NULL | NULL | NULL | NULL | NULL | NULL | NULL | NULL | NULL
158041 | MACKAYG2 | Gas_Combustion_Turbine_Cogen | 8 | 0 | NULL | 33.577 | 0.03 | 0.05 | 3.952 | NULL | 20 | 0 | FALSE | TRUE | TRUE | Gas | NULL | NULL | NULL | 1 | 0 | 0 | NULL | NULL | NULL | NULL | NULL | NULL | NULL | NULL | NULL | NULL
158042 | MACKAYG3 | Gas_Combustion_Turbine_Cogen | 8 | 0 | NULL | 33.577 | 0.03 | 0.05 | 3.952 | NULL | 20 | 0 | FALSE | TRUE | TRUE | Gas | NULL | NULL | NULL | 1 | 0 | 0 | NULL | NULL | NULL | NULL | NULL | NULL | NULL | NULL | NULL | NULL
158043 | SYNC_UE4 | Gas_Combustion_Turbine_Cogen | 8 | 0 | NULL | 33.577 | 0.03 | 0.05 | 3.952 | NULL | 20 | 0 | FALSE | TRUE | TRUE | Gas | NULL | NULL | NULL | 1 | 0 | 0 | NULL | NULL | NULL | NULL | NULL | NULL | NULL | NULL | NULL | NULL
158044 | AUR_GTG2 | Gas_Combustion_Turbine_Cogen | 8 | 0 | NULL | 33.577 | 0.03 | 0.05 | 3.952 | NULL | 20 | 0 | FALSE | TRUE | TRUE | Gas | NULL | NULL | NULL | 1 | 0 | 0 | NULL | NULL | NULL | NULL | NULL | NULL | NULL | NULL | NULL | NULL
158045 | ELMWORTH_5 | Gas_Internal_Combustion_Engine | 8 | 0 | NULL | 33.577 | 0.03 | 0.05 | 10.1151 | NULL | 20 | 0 | FALSE | FALSE | FALSE | Gas | NULL | NULL | NULL | 0 | 0.22 | 0.989 | NULL | NULL | NULL | NULL | NULL | NULL | NULL | NULL | NULL | NULL
158046 | BrrrdTh1 | Gas_Steam_Turbine | 9 | 0 | NULL | 4.4564 | 0.1288 | 0.0915 | 10.12 | NULL | 40 | 0 | FALSE | FALSE | FALSE | Gas | NULL | NULL | NULL | 0.4 | 8.92 | 11.845 | NULL | NULL | NULL | NULL | NULL | NULL | NULL | NULL | NULL | NULL
158047 | BrrrdTh2 | Gas_Steam_Turbine | 9 | 0 | NULL | 4.4564 | 0.1288 | 0.0915 | 10.12 | NULL | 40 | 0 | FALSE | FALSE | FALSE | Gas | NULL | NULL | NULL | 0.4 | 8.92 | 11.845 | NULL | NULL | NULL | NULL | NULL | NULL | NULL | NULL | NULL | NULL
158048 | BrrrdTh3 | Gas_Steam_Turbine | 9 | 0 | NULL | 4.4564 | 0.1288 | 0.0915 | 10.12 | NULL | 40 | 0 | FALSE | FALSE | FALSE | Gas | NULL | NULL | NULL | 0.4 | 8.92 | 11.845 | NULL | NULL | NULL | NULL | NULL | NULL | NULL | NULL | NULL | NULL
158049 | BrrrdTh4 | Gas_Steam_Turbine | 9 | 0 | NULL | 4.4564 | 0.1288 | 0.0915 | 10.12 | NULL | 40 | 0 | FALSE | FALSE | FALSE | Gas | NULL | NULL | NULL | 0.4 | 8.92 | 11.845 | NULL | NULL | NULL | NULL | NULL | NULL | NULL | NULL | NULL | NULL
158050 | BrrrdTh5 | Gas_Steam_Turbine_Cogen | 9 | 0 | NULL | 4.4564 | 0.1288 | 0.0915 | 5.7959 | NULL | 40 | 0 | FALSE | TRUE | TRUE | Gas | NULL | NULL | NULL | 1 | 0 | 0 | NULL | NULL | NULL | NULL | NULL | NULL | NULL | NULL | NULL | NULL
158051 | BrrrdTh6 | Gas_Steam_Turbine | 9 | 0 | NULL | 4.4564 | 0.1288 | 0.0915 | 10.12 | NULL | 40 | 0 | FALSE | FALSE | FALSE | Gas | NULL | NULL | NULL | 0.4 | 8.92 | 11.845 | NULL | NULL | NULL | NULL | NULL | NULL | NULL | NULL | NULL | NULL
158052 | PdtJrz-5 | Gas_Steam_Turbine | 28 | 0 | NULL | 3.9895 | 0.1288 | 0.0915 | 9.56 | NULL | 40 | 0 | FALSE | FALSE | FALSE | Gas | NULL | NULL | NULL | 0.4 | 8.92 | 11.845 | NULL | NULL | NULL | NULL | NULL | NULL | NULL | NULL | NULL | NULL
158053 | PdtJrz-6 | Gas_Steam_Turbine | 28 | 0 | NULL | 3.9895 | 0.1288 | 0.0915 | 9.56 | NULL | 40 | 0 | FALSE | FALSE | FALSE | Gas | NULL | NULL | NULL | 0.4 | 8.92 | 11.845 | NULL | NULL | NULL | NULL | NULL | NULL | NULL | NULL | NULL | NULL
158054 | MedcnHt12 | Gas_Steam_Turbine | 8 | 0 | NULL | 4.4564 | 0.1288 | 0.0915 | 10.44 | NULL | 40 | 0 | FALSE | FALSE | FALSE | Gas | NULL | NULL | NULL | 0.4 | 8.92 | 11.845 | NULL | NULL | NULL | NULL | NULL | NULL | NULL | NULL | NULL | NULL
158055 | Weldwood1 | Gas_Steam_Turbine_Cogen | 8 | 0 | NULL | 4.4564 | 0.1288 | 0.0915 | 5.7959 | NULL | 40 | 0 | FALSE | TRUE | TRUE | Gas | NULL | NULL | NULL | 1 | 0 | 0 | NULL | NULL | NULL | NULL | NULL | NULL | NULL | NULL | NULL | NULL
158056 | Weldwood2 | Gas_Steam_Turbine_Cogen | 8 | 0 | NULL | 4.4564 | 0.1288 | 0.0915 | 5.7959 | NULL | 40 | 0 | FALSE | TRUE | TRUE | Gas | NULL | NULL | NULL | 1 | 0 | 0 | NULL | NULL | NULL | NULL | NULL | NULL | NULL | NULL | NULL | NULL
158057 | HORUP6_1 | Gas_Steam_Turbine | 8 | 0 | NULL | 4.4564 | 0.1288 | 0.0915 | 10.44 | NULL | 40 | 0 | FALSE | FALSE | FALSE | Gas | NULL | NULL | NULL | 0.4 | 8.92 | 11.845 | NULL | NULL | NULL | NULL | NULL | NULL | NULL | NULL | NULL | NULL
158058 | MedcnHt3 | Gas_Steam_Turbine | 8 | 0 | NULL | 4.4564 | 0.1288 | 0.0915 | 10.44 | NULL | 40 | 0 | FALSE | FALSE | FALSE | Gas | NULL | NULL | NULL | 0.4 | 8.92 | 11.845 | NULL | NULL | NULL | NULL | NULL | NULL | NULL | NULL | NULL | NULL
158059 | Wind_EP_Can_1 | Wind | 8 | 0 | NULL | 0 | 0.05 | 0.006 | NULL | NULL | 30 | 0 | TRUE | FALSE | FALSE | Wind | NULL | NULL | NULL | 0 | 0 | 0 | NULL | NULL | NULL | NULL | NULL | NULL | NULL | NULL | NULL | NULL
158060 | Wind_EP_Can_2 | Wind | 8 | 0 | NULL | 0 | 0.05 | 0.006 | NULL | NULL | 30 | 0 | TRUE | FALSE | FALSE | Wind | NULL | NULL | NULL | 0 | 0 | 0 | NULL | NULL | NULL | NULL | NULL | NULL | NULL | NULL | NULL | NULL
158061 | Wind_EP_Can_3 | Wind | 8 | 0 | NULL | 0 | 0.05 | 0.006 | NULL | NULL | 30 | 0 | TRUE | FALSE | FALSE | Wind | NULL | NULL | NULL | 0 | 0 | 0 | NULL | NULL | NULL | NULL | NULL | NULL | NULL | NULL | NULL | NULL
158062 | Wind_EP_Can_4 | Wind | 8 | 0 | NULL | 0 | 0.05 | 0.006 | NULL | NULL | 30 | 0 | TRUE | FALSE | FALSE | Wind | NULL | NULL | NULL | 0 | 0 | 0 | NULL | NULL | NULL | NULL | NULL | NULL | NULL | NULL | NULL | NULL
158063 | Wind_EP_Can_5 | Wind | 8 | 0 | NULL | 0 | 0.05 | 0.006 | NULL | NULL | 30 | 0 | TRUE | FALSE | FALSE | Wind | NULL | NULL | NULL | 0 | 0 | 0 | NULL | NULL | NULL | NULL | NULL | NULL | NULL | NULL | NULL | NULL
158064 | Wind_EP_Can_6 | Wind | 8 | 0 | NULL | 0 | 0.05 | 0.006 | NULL | NULL | 30 | 0 | TRUE | FALSE | FALSE | Wind | NULL | NULL | NULL | 0 | 0 | 0 | NULL | NULL | NULL | NULL | NULL | NULL | NULL | NULL | NULL | NULL
158065 | Wind_EP_Can_7 | Wind | 8 | 0 | NULL | 0 | 0.05 | 0.006 | NULL | NULL | 30 | 0 | TRUE | FALSE | FALSE | Wind | NULL | NULL | NULL | 0 | 0 | 0 | NULL | NULL | NULL | NULL | NULL | NULL | NULL | NULL | NULL | NULL
158066 | Wind_EP_Can_8 | Wind | 8 | 0 | NULL | 0 | 0.05 | 0.006 | NULL | NULL | 30 | 0 | TRUE | FALSE | FALSE | Wind | NULL | NULL | NULL | 0 | 0 | 0 | NULL | NULL | NULL | NULL | NULL | NULL | NULL | NULL | NULL | NULL
158067 | Wind_EP_Can_9 | Wind | 8 | 0 | NULL | 0 | 0.05 | 0.006 | NULL | NULL | 30 | 0 | TRUE | FALSE | FALSE | Wind | NULL | NULL | NULL | 0 | 0 | 0 | NULL | NULL | NULL | NULL | NULL | NULL | NULL | NULL | NULL | NULL
158068 | Wind_EP_Can_10 | Wind | 8 | 0 | NULL | 0 | 0.05 | 0.006 | NULL | NULL | 30 | 0 | TRUE | FALSE | FALSE | Wind | NULL | NULL | NULL | 0 | 0 | 0 | NULL | NULL | NULL | NULL | NULL | NULL | NULL | NULL | NULL | NULL
158069 | Wind_EP_Can_11 | Wind | 8 | 0 | NULL | 0 | 0.05 | 0.006 | NULL | NULL | 30 | 0 | TRUE | FALSE | FALSE | Wind | NULL | NULL | NULL | 0 | 0 | 0 | NULL | NULL | NULL | NULL | NULL | NULL | NULL | NULL | NULL | NULL
158070 | Wind_EP_Can_12 | Wind | 8 | 0 | NULL | 0 | 0.05 | 0.006 | NULL | NULL | 30 | 0 | TRUE | FALSE | FALSE | Wind | NULL | NULL | NULL | 0 | 0 | 0 | NULL | NULL | NULL | NULL | NULL | NULL | NULL | NULL | NULL | NULL
158071 | Wind_EP_Can_13 | Wind | 8 | 0 | NULL | 0 | 0.05 | 0.006 | NULL | NULL | 30 | 0 | TRUE | FALSE | FALSE | Wind | NULL | NULL | NULL | 0 | 0 | 0 | NULL | NULL | NULL | NULL | NULL | NULL | NULL | NULL | NULL | NULL
158072 | Wind_EP_Can_14 | Wind | 8 | 0 | NULL | 0 | 0.05 | 0.006 | NULL | NULL | 30 | 0 | TRUE | FALSE | FALSE | Wind | NULL | NULL | NULL | 0 | 0 | 0 | NULL | NULL | NULL | NULL | NULL | NULL | NULL | NULL | NULL | NULL
158073 | Wind_EP_Can_15 | Wind | 8 | 0 | NULL | 0 | 0.05 | 0.006 | NULL | NULL | 30 | 0 | TRUE | FALSE | FALSE | Wind | NULL | NULL | NULL | 0 | 0 | 0 | NULL | NULL | NULL | NULL | NULL | NULL | NULL | NULL | NULL | NULL
158074 | Wind_EP_Can_16 | Wind | 8 | 0 | NULL | 0 | 0.05 | 0.006 | NULL | NULL | 30 | 0 | TRUE | FALSE | FALSE | Wind | NULL | NULL | NULL | 0 | 0 | 0 | NULL | NULL | NULL | NULL | NULL | NULL | NULL | NULL | NULL | NULL
158075 | Wind_EP_Can_17 | Wind | 8 | 0 | NULL | 0 | 0.05 | 0.006 | NULL | NULL | 30 | 0 | TRUE | FALSE | FALSE | Wind | NULL | NULL | NULL | 0 | 0 | 0 | NULL | NULL | NULL | NULL | NULL | NULL | NULL | NULL | NULL | NULL
158076 | Wind_EP_Can_18 | Wind | 8 | 0 | NULL | 0 | 0.05 | 0.006 | NULL | NULL | 30 | 0 | TRUE | FALSE | FALSE | Wind | NULL | NULL | NULL | 0 | 0 | 0 | NULL | NULL | NULL | NULL | NULL | NULL | NULL | NULL | NULL | NULL
158077 | Wind_EP_Can_19 | Wind | 8 | 0 | NULL | 0 | 0.05 | 0.006 | NULL | NULL | 30 | 0 | TRUE | FALSE | FALSE | Wind | NULL | NULL | NULL | 0 | 0 | 0 | NULL | NULL | NULL | NULL | NULL | NULL | NULL | NULL | NULL | NULL
158078 | Wind_EP_Can_20 | Wind | 8 | 0 | NULL | 0 | 0.05 | 0.006 | NULL | NULL | 30 | 0 | TRUE | FALSE | FALSE | Wind | NULL | NULL | NULL | 0 | 0 | 0 | NULL | NULL | NULL | NULL | NULL | NULL | NULL | NULL | NULL | NULL
158079 | Wind_EP_Can_21 | Wind | 8 | 0 | NULL | 0 | 0.05 | 0.006 | NULL | NULL | 30 | 0 | TRUE | FALSE | FALSE | Wind | NULL | NULL | NULL | 0 | 0 | 0 | NULL | NULL | NULL | NULL | NULL | NULL | NULL | NULL | NULL | NULL
158080 | Wind_EP_Can_22 | Wind | 8 | 0 | NULL | 0 | 0.05 | 0.006 | NULL | NULL | 30 | 0 | TRUE | FALSE | FALSE | Wind | NULL | NULL | NULL | 0 | 0 | 0 | NULL | NULL | NULL | NULL | NULL | NULL | NULL | NULL | NULL | NULL
158081 | Wind_EP_Can_23 | Wind | 8 | 0 | NULL | 0 | 0.05 | 0.006 | NULL | NULL | 30 | 0 | TRUE | FALSE | FALSE | Wind | NULL | NULL | NULL | 0 | 0 | 0 | NULL | NULL | NULL | NULL | NULL | NULL | NULL | NULL | NULL | NULL
158082 | Wind_EP_Can_24 | Wind | 8 | 0 | NULL | 0 | 0.05 | 0.006 | NULL | NULL | 30 | 0 | TRUE | FALSE | FALSE | Wind | NULL | NULL | NULL | 0 | 0 | 0 | NULL | NULL | NULL | NULL | NULL | NULL | NULL | NULL | NULL | NULL
158083 | Wind_EP_Can_25 | Wind | 8 | 0 | NULL | 0 | 0.05 | 0.006 | NULL | NULL | 30 | 0 | TRUE | FALSE | FALSE | Wind | NULL | NULL | NULL | 0 | 0 | 0 | NULL | NULL | NULL | NULL | NULL | NULL | NULL | NULL | NULL | NULL
158084 | Wind_EP_Can_26 | Wind | 8 | 0 | NULL | 0 | 0.05 | 0.006 | NULL | NULL | 30 | 0 | TRUE | FALSE | FALSE | Wind | NULL | NULL | NULL | 0 | 0 | 0 | NULL | NULL | NULL | NULL | NULL | NULL | NULL | NULL | NULL | NULL
158085 | Wind_EP_Can_27 | Wind | 8 | 0 | NULL | 0 | 0.05 | 0.006 | NULL | NULL | 30 | 0 | TRUE | FALSE | FALSE | Wind | NULL | NULL | NULL | 0 | 0 | 0 | NULL | NULL | NULL | NULL | NULL | NULL | NULL | NULL | NULL | NULL
158086 | Wind_EP_Can_28 | Wind | 8 | 0 | NULL | 0 | 0.05 | 0.006 | NULL | NULL | 30 | 0 | TRUE | FALSE | FALSE | Wind | NULL | NULL | NULL | 0 | 0 | 0 | NULL | NULL | NULL | NULL | NULL | NULL | NULL | NULL | NULL | NULL
158087 | Wind_EP_Can_29 | Wind | 8 | 0 | NULL | 0 | 0.05 | 0.006 | NULL | NULL | 30 | 0 | TRUE | FALSE | FALSE | Wind | NULL | NULL | NULL | 0 | 0 | 0 | NULL | NULL | NULL | NULL | NULL | NULL | NULL | NULL | NULL | NULL
158088 | Wind_EP_Can_30 | Wind | 8 | 0 | NULL | 0 | 0.05 | 0.006 | NULL | NULL | 30 | 0 | TRUE | FALSE | FALSE | Wind | NULL | NULL | NULL | 0 | 0 | 0 | NULL | NULL | NULL | NULL | NULL | NULL | NULL | NULL | NULL | NULL
158089 | Wind_EP_Can_31 | Wind | 8 | 0 | NULL | 0 | 0.05 | 0.006 | NULL | NULL | 30 | 0 | TRUE | FALSE | FALSE | Wind | NULL | NULL | NULL | 0 | 0 | 0 | NULL | NULL | NULL | NULL | NULL | NULL | NULL | NULL | NULL | NULL
158090 | Wind_EP_Can_32 | Wind | 9 | 0 | NULL | 0 | 0.05 | 0.006 | NULL | NULL | 30 | 0 | TRUE | FALSE | FALSE | Wind | NULL | NULL | NULL | 0 | 0 | 0 | NULL | NULL | NULL | NULL | NULL | NULL | NULL | NULL | NULL | NULL
158091 | Wind_EP_Can_33 | Wind | 9 | 0 | NULL | 0 | 0.05 | 0.006 | NULL | NULL | 30 | 0 | TRUE | FALSE | FALSE | Wind | NULL | NULL | NULL | 0 | 0 | 0 | NULL | NULL | NULL | NULL | NULL | NULL | NULL | NULL | NULL | NULL
158092 | Wind_EP_Can_34 | Wind | 9 | 0 | NULL | 0 | 0.05 | 0.006 | NULL | NULL | 30 | 0 | TRUE | FALSE | FALSE | Wind | NULL | NULL | NULL | 0 | 0 | 0 | NULL | NULL | NULL | NULL | NULL | NULL | NULL | NULL | NULL | NULL

## old_and_new
generation_plant_id_old | generation_plant_id_new | name
5000830 | 157846 | Aberfeldie
1157631032 | 157959 | AirLiqd1
5000831 | 157847 | Akolkolex
1157631081 | 158008 | Alkokolex
5000832 | 157848 | Alouette
5000833 | 157849 | Arrow_Lakes
5000835 | 157851 | Ash_River
5000834 | 157850 | Ashlu_Creek
1157631117 | 158044 | AUR_GTG2
1157631034 | 157961 | BAJA-SL
1157631033 | 157960 | Balzac1
5000808 | 157824 | Barrier
1157631044 | 157971 | BAT_#3_3
1157631045 | 157972 | BAT_#4_4
1157631043 | 157970 | BAT_#5_5
1157631018 | 157945 | BearCrk1
5000809 | 157825 | Bearspaw
5000810 | 157826 | Belly_River_CHD
5000811 | 157827 | Bighorn
5000836 | 157852 | Bone_Creek
5000837 | 157853 | Brandywine
5000812 | 157828 | Brazeau
5000813 | 157829 | Brazeau
5000838 | 157854 | Bridge_River_1
5000839 | 157855 | Bridge_River_2
5000840 | 157856 | Brilliant
5000841 | 157857 | Brilliant
5000842 | 157858 | Brown_Lake
1157631119 | 158046 | BrrrdTh1
1157631120 | 158047 | BrrrdTh2
1157631121 | 158048 | BrrrdTh3
1157631122 | 158049 | BrrrdTh4
1157631123 | 158050 | BrrrdTh5
1157631124 | 158051 | BrrrdTh6
5000843 | 157859 | Buntzen_1
5000844 | 157860 | Buntzen_2
1157631013 | 157940 | Calgary1
1157631051 | 157978 | Cancarb1
5000845 | 157861 | Canoe_Creek_Hydro_Project
1157631091 | 158018 | Carslnd1
1157631092 | 158019 | Carslnd2
5000814 | 157830 | Cascade_AB
1157631031 | 157958 | Cavalier1
1157631023 | 157950 | CCCPrsd1
1157631014 | 157941 | CCCPrsd2
1157631104 | 158031 | CerroPr2-1
1157631101 | 158028 | CerroPr2-2
1157631102 | 158029 | CerroPr3-1
1157631103 | 158030 | CerroPr3-2
1157631107 | 158034 | CerroPr4-1
1157631109 | 158036 | CerroPr4-2
1157631110 | 158037 | CerroPr4-3
1157631112 | 158039 | CerroPr4-4
1157631111 | 158038 | CerroPrI1-1
1157631100 | 158027 | CerroPrI1-2
1157631108 | 158035 | CerroPrI1-3
1157631106 | 158033 | CerroPrI1-4
1157631105 | 158032 | CerroPrI1-5
5000846 | 157862 | Cheakamus
5000815 | 157831 | Chin_Chute
5000847 | 157863 | China_Creek
5000848 | 157864 | Clayton_Falls
5000849 | 157865 | Clayton_Falls
5000850 | 157866 | Clowhom
1157631066 | 157993 | ColdLake1
1157631068 | 157995 | ColdLake2
5000851 | 157867 | Corra_Linn
1157631079 | 158006 | Crestbrook
5000852 | 157868 | Cypress_Creek_Hydro
5000816 | 157832 | Dickson_Dam
5000853 | 157869 | Doran_Taylor
5000854 | 157870 | Douglas_Creek
1157631030 | 157957 | DowABST
1157631027 | 157954 | DowChmcl1
1157631026 | 157953 | DowChmcl2
5000855 | 157871 | Eagle_Lake
5000856 | 157872 | East_Toba_River
5000857 | 157873 | Elko_BC
1157631118 | 158045 | ELMWORTH_5
1157631065 | 157992 | ENMX_Crsfld_1
1157631098 | 158025 | EPCR_Clvrbr_1
1157631067 | 157994 | EPCR_Clvrbr_2
1157631059 | 157986 | EPCR_Clvrbr_3
5000858 | 157874 | Falls_River
5000859 | 157875 | Fire_Creek
5000860 | 157876 | Fitzsimmons_Creek_Hydro_Project
1157631094 | 158021 | Foster_Creek1
1157631099 | 158026 | Foster_Creek2
1157631095 | 158022 | FrtNelsn1
5000861 | 157877 | Furry_Creek
1157631021 | 157948 | GenCC_CFE_1
1157631042 | 157969 | Genesee1
1157631046 | 157973 | Genesee2
1157631052 | 157979 | Genesee3
5000817 | 157833 | Ghost
5000862 | 157878 | Gordon_M_Shrum
5000818 | 157834 | Horseshoe
1157631130 | 158057 | HORUP6_1
5000863 | 157879 | Hystad_Creek
5000819 | 157835 | Interlakes
5000820 | 157836 | Irrican
1157631029 | 157956 | IslndCgn
1157631024 | 157951 | JoffrCgnP
5000864 | 157880 | John_Hart
5000865 | 157881 | Jordan_River
5000821 | 157837 | Kananaskis
5000866 | 157882 | Kemano
1157631041 | 157968 | Kephlls1
1157631040 | 157967 | Kephlls2
5000867 | 157883 | Kootenay_Canal
5000871 | 157887 | L_Bonnington
5000869 | 157885 | La_Joie
5000868 | 157884 | Ladore_Falls
5000870 | 157886 | Lamont_Creek
1157631019 | 157946 | LaRosit1
1157631017 | 157944 | LaRosit3
5000872 | 157888 | Lois_Lake
5000873 | 157889 | Lower_Clowhom
1157631064 | 157991 | Mackay
1157631114 | 158041 | MACKAYG2
1157631115 | 158042 | MACKAYG3
5000874 | 157890 | Mamquam_Hydro
5000875 | 157891 | Marion_3_Creek_Hydro
5000876 | 157892 | McNair_Creek_Hydro_Project
5000877 | 157893 | Mears_Hydro
1157631093 | 158020 | MedcnHt10
1157631097 | 158024 | MedcnHt11
1157631127 | 158054 | MedcnHt12
1157631131 | 158058 | MedcnHt3
1157631069 | 157996 | MedcnHt5
1157631074 | 158001 | MedcnHt7
1157631071 | 157998 | MedcnHt8
1157631072 | 157999 | MedcnHt9
5000878 | 157894 | Mica
5000879 | 157895 | Miller_Creek
1157631073 | 158000 | MillerCrk
5000880 | 157896 | Montrose_Creek
5000881 | 157897 | Morehead_Creek
1157631056 | 157983 | MuskgRvr1
1157631063 | 157990 | MuskgRvr2
5000882 | 157898 | Nelson_Hydro_Power_Plant
5000883 | 157899 | Nelson_Hydro_Power_Plant
5000884 | 157900 | Nelson_Hydro_Power_Plant
1157631016 | 157943 | NovaJffr1A
1157631020 | 157947 | NovaJffr1B
1157631061 | 157988 | NrthPrairie1
5000885 | 157901 | Ocean_Falls
5000822 | 157838 | Oldman_River
1157631060 | 157987 | ON_LongLk1
1157631058 | 157985 | ON_LongLk2
1157631125 | 158052 | PdtJrz-5
1157631126 | 158053 | PdtJrz-6
1157631078 | 158005 | PdtJrzG1
1157631076 | 158003 | PdtJrzG2
1157631057 | 157984 | PdtJrzG3
5000886 | 157902 | Peace_Canyon
5000887 | 157903 | Pingston_Hydroelectric
1157631028 | 157955 | PJX_3_1
5000823 | 157839 | Pocaterra
5000888 | 157904 | Powell_River
1157631096 | 158023 | PplrHll1
1157631062 | 157989 | Primros1
5000889 | 157905 | Ptarmigan_Creek
5000890 | 157906 | Puntledge
5000891 | 157907 | Queen_Charlotte_Station
5000892 | 157908 | Raging_River
1157631084 | 158011 | Rainbw4
1157631086 | 158013 | Rainbw56
5000824 | 157840 | Raymond_Reservoir
1157631085 | 158012 | Redwater
5000893 | 157909 | Revelstoke
1157631075 | 158002 | Riverside
5000825 | 157841 | Rundle
1157631070 | 157997 | RuprtGT1
1157631077 | 158004 | RuprtGT2
5000894 | 157910 | Ruskin
5000895 | 157911 | Rutherford_Creek_Hydro
5000906 | 157922 | S_Slocan
1157631055 | 157982 | SC_FirebagS2_1
1157631054 | 157981 | SC_FirebagS3_1
1157631053 | 157980 | SC_FirebagS3_2
1157631015 | 157942 | ScotfordST
5000896 | 157912 | Scuzzy_Creek
5000897 | 157913 | Seaton_Creek
5000898 | 157914 | Sechelt_Creek
5000899 | 157915 | Seton
5000900 | 157916 | Seven_Mile
1157631047 | 157974 | Shernss1
1157631049 | 157976 | Shernss2
5000901 | 157917 | Shuswap
5000902 | 157918 | Skookum_Creek
5000903 | 157919 | Soo_River
5000904 | 157920 | South_Sutton_Creek_Hydro_Project
5000905 | 157921 | Spillimacheen
5000826 | 157842 | Spray
5000908 | 157924 | St_Mary
5000907 | 157923 | Stave_Falls
5000909 | 157925 | Stokke_Creek
5000910 | 157926 | Strathcona
1157631090 | 158017 | Sturg3VV
1157631089 | 158016 | Sturgeon1
1157631088 | 158015 | Sturgeon2
1157631048 | 157975 | Sundanc1
1157631050 | 157977 | Sundanc2
1157631036 | 157963 | Sundanc3
1157631037 | 157964 | Sundanc4
1157631038 | 157965 | Sundanc5
1157631039 | 157966 | Sundanc6
1157631116 | 158043 | SYNC_UE4
1157631113 | 158040 | SYNC_UE5
5000827 | 157843 | Taylor_Chute
5000911 | 157927 | Tennant_Lake
5000912 | 157928 | Thelwood_Hydro
5000828 | 157844 | Three_Sisters
5000913 | 157929 | Tipella_Creek
5000914 | 157930 | Tyson_Creek_Hydroelectric_Project
5000915 | 157931 | U_Bonnington
5000916 | 157932 | Upper_Clowhom
5000917 | 157933 | Upper_Mamquam_Hydro
5000918 | 157934 | Upper_Stave_Creek
1157631083 | 158010 | ValleyView1
1157631025 | 157952 | VancIsland2
1157631022 | 157949 | VICFT
1157631035 | 157962 | Wabamun4
5000919 | 157935 | Wahleach
5000920 | 157936 | Walden_CN
1157631080 | 158007 | Walden1
5000921 | 157937 | Walter_Hardman
5000922 | 157938 | Waneta
5000829 | 157845 | Waterton_CHD
1157631128 | 158055 | Weldwood1
1157631129 | 158056 | Weldwood2
5000923 | 157939 | Whatshan
1157631165 | 158059 | Wind_EP_Can_1
1157631174 | 158068 | Wind_EP_Can_10
1157631175 | 158069 | Wind_EP_Can_11
1157631176 | 158070 | Wind_EP_Can_12
1157631177 | 158071 | Wind_EP_Can_13
1157631178 | 158072 | Wind_EP_Can_14
1157631179 | 158073 | Wind_EP_Can_15
1157631180 | 158074 | Wind_EP_Can_16
1157631181 | 158075 | Wind_EP_Can_17
1157631182 | 158076 | Wind_EP_Can_18
1157631183 | 158077 | Wind_EP_Can_19
1157631166 | 158060 | Wind_EP_Can_2
1157631184 | 158078 | Wind_EP_Can_20
1157631185 | 158079 | Wind_EP_Can_21
1157631186 | 158080 | Wind_EP_Can_22
1157631187 | 158081 | Wind_EP_Can_23
1157631188 | 158082 | Wind_EP_Can_24
1157631189 | 158083 | Wind_EP_Can_25
1157631190 | 158084 | Wind_EP_Can_26
1157631191 | 158085 | Wind_EP_Can_27
1157631192 | 158086 | Wind_EP_Can_28
1157631193 | 158087 | Wind_EP_Can_29
1157631167 | 158061 | Wind_EP_Can_3
1157631194 | 158088 | Wind_EP_Can_30
1157631195 | 158089 | Wind_EP_Can_31
1157631196 | 158090 | Wind_EP_Can_32
1157631197 | 158091 | Wind_EP_Can_33
1157631198 | 158092 | Wind_EP_Can_34
1157631168 | 158062 | Wind_EP_Can_4
1157631169 | 158063 | Wind_EP_Can_5
1157631170 | 158064 | Wind_EP_Can_6
1157631171 | 158065 | Wind_EP_Can_7
1157631172 | 158066 | Wind_EP_Can_8
1157631173 | 158067 | Wind_EP_Can_9
1157631082 | 158009 | WstCstn1
1157631087 | 158014 | WstCstn2

## gen_plant_cost
INSERT INTO switch.generation_plant_cost (generation_plant_cost_scenario_id, generation_plant_id, build_year, fixed_o_m, overnight_cost, storage_energy_capacity_cost_per_mwh)
SELECT 21 AS generation_plant_cost_scenario_id, 154089 as generation_plant_id, build_year, fixed_o_m, overnight_cost, storage_energy_capacity_cost_per_mwh
FROM switch.generation_plant_cost
where generation_plant_id = 5000830
and generation_plant_cost_scenario_id=1;
INSERT INTO switch.generation_plant_cost (generation_plant_cost_scenario_id, generation_plant_id, build_year, fixed_o_m, overnight_cost, storage_energy_capacity_cost_per_mwh) SELECT 21 AS generation_plant_cost_scenario_id, | new_id | as generation_plant_id, build_year, fixed_o_m, overnight_cost, storage_energy_capacity_cost_per_mwh FROM switch.generation_plant_cost where generation_plant_id = | old_id | and generation_plant_cost_scenario_id=1;
INSERT INTO switch.generation_plant_cost (generation_plant_cost_scenario_id, generation_plant_id, build_year, fixed_o_m, overnight_cost, storage_energy_capacity_cost_per_mwh) SELECT 21 AS generation_plant_cost_scenario_id, 157846 as generation_plant_id, build_year, fixed_o_m, overnight_cost, storage_energy_capacity_cost_per_mwh FROM switch.generation_plant_cost where generation_plant_id = 5000830 and generation_plant_cost_scenario_id=1;
INSERT INTO switch.generation_plant_cost (generation_plant_cost_scenario_id, generation_plant_id, build_year, fixed_o_m, overnight_cost, storage_energy_capacity_cost_per_mwh) SELECT 21 AS generation_plant_cost_scenario_id, 157959 as generation_plant_id, build_year, fixed_o_m, overnight_cost, storage_energy_capacity_cost_per_mwh FROM switch.generation_plant_cost where generation_plant_id = 1157631032 and generation_plant_cost_scenario_id=1;
INSERT INTO switch.generation_plant_cost (generation_plant_cost_scenario_id, generation_plant_id, build_year, fixed_o_m, overnight_cost, storage_energy_capacity_cost_per_mwh) SELECT 21 AS generation_plant_cost_scenario_id, 157847 as generation_plant_id, build_year, fixed_o_m, overnight_cost, storage_energy_capacity_cost_per_mwh FROM switch.generation_plant_cost where generation_plant_id = 5000831 and generation_plant_cost_scenario_id=1;
INSERT INTO switch.generation_plant_cost (generation_plant_cost_scenario_id, generation_plant_id, build_year, fixed_o_m, overnight_cost, storage_energy_capacity_cost_per_mwh) SELECT 21 AS generation_plant_cost_scenario_id, 158008 as generation_plant_id, build_year, fixed_o_m, overnight_cost, storage_energy_capacity_cost_per_mwh FROM switch.generation_plant_cost where generation_plant_id = 1157631081 and generation_plant_cost_scenario_id=1;
INSERT INTO switch.generation_plant_cost (generation_plant_cost_scenario_id, generation_plant_id, build_year, fixed_o_m, overnight_cost, storage_energy_capacity_cost_per_mwh) SELECT 21 AS generation_plant_cost_scenario_id, 157848 as generation_plant_id, build_year, fixed_o_m, overnight_cost, storage_energy_capacity_cost_per_mwh FROM switch.generation_plant_cost where generation_plant_id = 5000832 and generation_plant_cost_scenario_id=1;
INSERT INTO switch.generation_plant_cost (generation_plant_cost_scenario_id, generation_plant_id, build_year, fixed_o_m, overnight_cost, storage_energy_capacity_cost_per_mwh) SELECT 21 AS generation_plant_cost_scenario_id, 157849 as generation_plant_id, build_year, fixed_o_m, overnight_cost, storage_energy_capacity_cost_per_mwh FROM switch.generation_plant_cost where generation_plant_id = 5000833 and generation_plant_cost_scenario_id=1;
INSERT INTO switch.generation_plant_cost (generation_plant_cost_scenario_id, generation_plant_id, build_year, fixed_o_m, overnight_cost, storage_energy_capacity_cost_per_mwh) SELECT 21 AS generation_plant_cost_scenario_id, 157851 as generation_plant_id, build_year, fixed_o_m, overnight_cost, storage_energy_capacity_cost_per_mwh FROM switch.generation_plant_cost where generation_plant_id = 5000835 and generation_plant_cost_scenario_id=1;
INSERT INTO switch.generation_plant_cost (generation_plant_cost_scenario_id, generation_plant_id, build_year, fixed_o_m, overnight_cost, storage_energy_capacity_cost_per_mwh) SELECT 21 AS generation_plant_cost_scenario_id, 157850 as generation_plant_id, build_year, fixed_o_m, overnight_cost, storage_energy_capacity_cost_per_mwh FROM switch.generation_plant_cost where generation_plant_id = 5000834 and generation_plant_cost_scenario_id=1;
INSERT INTO switch.generation_plant_cost (generation_plant_cost_scenario_id, generation_plant_id, build_year, fixed_o_m, overnight_cost, storage_energy_capacity_cost_per_mwh) SELECT 21 AS generation_plant_cost_scenario_id, 158044 as generation_plant_id, build_year, fixed_o_m, overnight_cost, storage_energy_capacity_cost_per_mwh FROM switch.generation_plant_cost where generation_plant_id = 1157631117 and generation_plant_cost_scenario_id=1;
INSERT INTO switch.generation_plant_cost (generation_plant_cost_scenario_id, generation_plant_id, build_year, fixed_o_m, overnight_cost, storage_energy_capacity_cost_per_mwh) SELECT 21 AS generation_plant_cost_scenario_id, 157961 as generation_plant_id, build_year, fixed_o_m, overnight_cost, storage_energy_capacity_cost_per_mwh FROM switch.generation_plant_cost where generation_plant_id = 1157631034 and generation_plant_cost_scenario_id=1;
INSERT INTO switch.generation_plant_cost (generation_plant_cost_scenario_id, generation_plant_id, build_year, fixed_o_m, overnight_cost, storage_energy_capacity_cost_per_mwh) SELECT 21 AS generation_plant_cost_scenario_id, 157960 as generation_plant_id, build_year, fixed_o_m, overnight_cost, storage_energy_capacity_cost_per_mwh FROM switch.generation_plant_cost where generation_plant_id = 1157631033 and generation_plant_cost_scenario_id=1;
INSERT INTO switch.generation_plant_cost (generation_plant_cost_scenario_id, generation_plant_id, build_year, fixed_o_m, overnight_cost, storage_energy_capacity_cost_per_mwh) SELECT 21 AS generation_plant_cost_scenario_id, 157824 as generation_plant_id, build_year, fixed_o_m, overnight_cost, storage_energy_capacity_cost_per_mwh FROM switch.generation_plant_cost where generation_plant_id = 5000808 and generation_plant_cost_scenario_id=1;
INSERT INTO switch.generation_plant_cost (generation_plant_cost_scenario_id, generation_plant_id, build_year, fixed_o_m, overnight_cost, storage_energy_capacity_cost_per_mwh) SELECT 21 AS generation_plant_cost_scenario_id, 157971 as generation_plant_id, build_year, fixed_o_m, overnight_cost, storage_energy_capacity_cost_per_mwh FROM switch.generation_plant_cost where generation_plant_id = 1157631044 and generation_plant_cost_scenario_id=1;
INSERT INTO switch.generation_plant_cost (generation_plant_cost_scenario_id, generation_plant_id, build_year, fixed_o_m, overnight_cost, storage_energy_capacity_cost_per_mwh) SELECT 21 AS generation_plant_cost_scenario_id, 157972 as generation_plant_id, build_year, fixed_o_m, overnight_cost, storage_energy_capacity_cost_per_mwh FROM switch.generation_plant_cost where generation_plant_id = 1157631045 and generation_plant_cost_scenario_id=1;
INSERT INTO switch.generation_plant_cost (generation_plant_cost_scenario_id, generation_plant_id, build_year, fixed_o_m, overnight_cost, storage_energy_capacity_cost_per_mwh) SELECT 21 AS generation_plant_cost_scenario_id, 157970 as generation_plant_id, build_year, fixed_o_m, overnight_cost, storage_energy_capacity_cost_per_mwh FROM switch.generation_plant_cost where generation_plant_id = 1157631043 and generation_plant_cost_scenario_id=1;
INSERT INTO switch.generation_plant_cost (generation_plant_cost_scenario_id, generation_plant_id, build_year, fixed_o_m, overnight_cost, storage_energy_capacity_cost_per_mwh) SELECT 21 AS generation_plant_cost_scenario_id, 157945 as generation_plant_id, build_year, fixed_o_m, overnight_cost, storage_energy_capacity_cost_per_mwh FROM switch.generation_plant_cost where generation_plant_id = 1157631018 and generation_plant_cost_scenario_id=1;
INSERT INTO switch.generation_plant_cost (generation_plant_cost_scenario_id, generation_plant_id, build_year, fixed_o_m, overnight_cost, storage_energy_capacity_cost_per_mwh) SELECT 21 AS generation_plant_cost_scenario_id, 157825 as generation_plant_id, build_year, fixed_o_m, overnight_cost, storage_energy_capacity_cost_per_mwh FROM switch.generation_plant_cost where generation_plant_id = 5000809 and generation_plant_cost_scenario_id=1;
INSERT INTO switch.generation_plant_cost (generation_plant_cost_scenario_id, generation_plant_id, build_year, fixed_o_m, overnight_cost, storage_energy_capacity_cost_per_mwh) SELECT 21 AS generation_plant_cost_scenario_id, 157826 as generation_plant_id, build_year, fixed_o_m, overnight_cost, storage_energy_capacity_cost_per_mwh FROM switch.generation_plant_cost where generation_plant_id = 5000810 and generation_plant_cost_scenario_id=1;
INSERT INTO switch.generation_plant_cost (generation_plant_cost_scenario_id, generation_plant_id, build_year, fixed_o_m, overnight_cost, storage_energy_capacity_cost_per_mwh) SELECT 21 AS generation_plant_cost_scenario_id, 157827 as generation_plant_id, build_year, fixed_o_m, overnight_cost, storage_energy_capacity_cost_per_mwh FROM switch.generation_plant_cost where generation_plant_id = 5000811 and generation_plant_cost_scenario_id=1;
INSERT INTO switch.generation_plant_cost (generation_plant_cost_scenario_id, generation_plant_id, build_year, fixed_o_m, overnight_cost, storage_energy_capacity_cost_per_mwh) SELECT 21 AS generation_plant_cost_scenario_id, 157852 as generation_plant_id, build_year, fixed_o_m, overnight_cost, storage_energy_capacity_cost_per_mwh FROM switch.generation_plant_cost where generation_plant_id = 5000836 and generation_plant_cost_scenario_id=1;
INSERT INTO switch.generation_plant_cost (generation_plant_cost_scenario_id, generation_plant_id, build_year, fixed_o_m, overnight_cost, storage_energy_capacity_cost_per_mwh) SELECT 21 AS generation_plant_cost_scenario_id, 157853 as generation_plant_id, build_year, fixed_o_m, overnight_cost, storage_energy_capacity_cost_per_mwh FROM switch.generation_plant_cost where generation_plant_id = 5000837 and generation_plant_cost_scenario_id=1;
INSERT INTO switch.generation_plant_cost (generation_plant_cost_scenario_id, generation_plant_id, build_year, fixed_o_m, overnight_cost, storage_energy_capacity_cost_per_mwh) SELECT 21 AS generation_plant_cost_scenario_id, 157828 as generation_plant_id, build_year, fixed_o_m, overnight_cost, storage_energy_capacity_cost_per_mwh FROM switch.generation_plant_cost where generation_plant_id = 5000812 and generation_plant_cost_scenario_id=1;
INSERT INTO switch.generation_plant_cost (generation_plant_cost_scenario_id, generation_plant_id, build_year, fixed_o_m, overnight_cost, storage_energy_capacity_cost_per_mwh) SELECT 21 AS generation_plant_cost_scenario_id, 157829 as generation_plant_id, build_year, fixed_o_m, overnight_cost, storage_energy_capacity_cost_per_mwh FROM switch.generation_plant_cost where generation_plant_id = 5000813 and generation_plant_cost_scenario_id=1;
INSERT INTO switch.generation_plant_cost (generation_plant_cost_scenario_id, generation_plant_id, build_year, fixed_o_m, overnight_cost, storage_energy_capacity_cost_per_mwh) SELECT 21 AS generation_plant_cost_scenario_id, 157854 as generation_plant_id, build_year, fixed_o_m, overnight_cost, storage_energy_capacity_cost_per_mwh FROM switch.generation_plant_cost where generation_plant_id = 5000838 and generation_plant_cost_scenario_id=1;
INSERT INTO switch.generation_plant_cost (generation_plant_cost_scenario_id, generation_plant_id, build_year, fixed_o_m, overnight_cost, storage_energy_capacity_cost_per_mwh) SELECT 21 AS generation_plant_cost_scenario_id, 157855 as generation_plant_id, build_year, fixed_o_m, overnight_cost, storage_energy_capacity_cost_per_mwh FROM switch.generation_plant_cost where generation_plant_id = 5000839 and generation_plant_cost_scenario_id=1;
INSERT INTO switch.generation_plant_cost (generation_plant_cost_scenario_id, generation_plant_id, build_year, fixed_o_m, overnight_cost, storage_energy_capacity_cost_per_mwh) SELECT 21 AS generation_plant_cost_scenario_id, 157856 as generation_plant_id, build_year, fixed_o_m, overnight_cost, storage_energy_capacity_cost_per_mwh FROM switch.generation_plant_cost where generation_plant_id = 5000840 and generation_plant_cost_scenario_id=1;
INSERT INTO switch.generation_plant_cost (generation_plant_cost_scenario_id, generation_plant_id, build_year, fixed_o_m, overnight_cost, storage_energy_capacity_cost_per_mwh) SELECT 21 AS generation_plant_cost_scenario_id, 157857 as generation_plant_id, build_year, fixed_o_m, overnight_cost, storage_energy_capacity_cost_per_mwh FROM switch.generation_plant_cost where generation_plant_id = 5000841 and generation_plant_cost_scenario_id=1;
INSERT INTO switch.generation_plant_cost (generation_plant_cost_scenario_id, generation_plant_id, build_year, fixed_o_m, overnight_cost, storage_energy_capacity_cost_per_mwh) SELECT 21 AS generation_plant_cost_scenario_id, 157858 as generation_plant_id, build_year, fixed_o_m, overnight_cost, storage_energy_capacity_cost_per_mwh FROM switch.generation_plant_cost where generation_plant_id = 5000842 and generation_plant_cost_scenario_id=1;
INSERT INTO switch.generation_plant_cost (generation_plant_cost_scenario_id, generation_plant_id, build_year, fixed_o_m, overnight_cost, storage_energy_capacity_cost_per_mwh) SELECT 21 AS generation_plant_cost_scenario_id, 158046 as generation_plant_id, build_year, fixed_o_m, overnight_cost, storage_energy_capacity_cost_per_mwh FROM switch.generation_plant_cost where generation_plant_id = 1157631119 and generation_plant_cost_scenario_id=1;
INSERT INTO switch.generation_plant_cost (generation_plant_cost_scenario_id, generation_plant_id, build_year, fixed_o_m, overnight_cost, storage_energy_capacity_cost_per_mwh) SELECT 21 AS generation_plant_cost_scenario_id, 158047 as generation_plant_id, build_year, fixed_o_m, overnight_cost, storage_energy_capacity_cost_per_mwh FROM switch.generation_plant_cost where generation_plant_id = 1157631120 and generation_plant_cost_scenario_id=1;
INSERT INTO switch.generation_plant_cost (generation_plant_cost_scenario_id, generation_plant_id, build_year, fixed_o_m, overnight_cost, storage_energy_capacity_cost_per_mwh) SELECT 21 AS generation_plant_cost_scenario_id, 158048 as generation_plant_id, build_year, fixed_o_m, overnight_cost, storage_energy_capacity_cost_per_mwh FROM switch.generation_plant_cost where generation_plant_id = 1157631121 and generation_plant_cost_scenario_id=1;
INSERT INTO switch.generation_plant_cost (generation_plant_cost_scenario_id, generation_plant_id, build_year, fixed_o_m, overnight_cost, storage_energy_capacity_cost_per_mwh) SELECT 21 AS generation_plant_cost_scenario_id, 158049 as generation_plant_id, build_year, fixed_o_m, overnight_cost, storage_energy_capacity_cost_per_mwh FROM switch.generation_plant_cost where generation_plant_id = 1157631122 and generation_plant_cost_scenario_id=1;
INSERT INTO switch.generation_plant_cost (generation_plant_cost_scenario_id, generation_plant_id, build_year, fixed_o_m, overnight_cost, storage_energy_capacity_cost_per_mwh) SELECT 21 AS generation_plant_cost_scenario_id, 158050 as generation_plant_id, build_year, fixed_o_m, overnight_cost, storage_energy_capacity_cost_per_mwh FROM switch.generation_plant_cost where generation_plant_id = 1157631123 and generation_plant_cost_scenario_id=1;
INSERT INTO switch.generation_plant_cost (generation_plant_cost_scenario_id, generation_plant_id, build_year, fixed_o_m, overnight_cost, storage_energy_capacity_cost_per_mwh) SELECT 21 AS generation_plant_cost_scenario_id, 158051 as generation_plant_id, build_year, fixed_o_m, overnight_cost, storage_energy_capacity_cost_per_mwh FROM switch.generation_plant_cost where generation_plant_id = 1157631124 and generation_plant_cost_scenario_id=1;
INSERT INTO switch.generation_plant_cost (generation_plant_cost_scenario_id, generation_plant_id, build_year, fixed_o_m, overnight_cost, storage_energy_capacity_cost_per_mwh) SELECT 21 AS generation_plant_cost_scenario_id, 157859 as generation_plant_id, build_year, fixed_o_m, overnight_cost, storage_energy_capacity_cost_per_mwh FROM switch.generation_plant_cost where generation_plant_id = 5000843 and generation_plant_cost_scenario_id=1;
INSERT INTO switch.generation_plant_cost (generation_plant_cost_scenario_id, generation_plant_id, build_year, fixed_o_m, overnight_cost, storage_energy_capacity_cost_per_mwh) SELECT 21 AS generation_plant_cost_scenario_id, 157860 as generation_plant_id, build_year, fixed_o_m, overnight_cost, storage_energy_capacity_cost_per_mwh FROM switch.generation_plant_cost where generation_plant_id = 5000844 and generation_plant_cost_scenario_id=1;
INSERT INTO switch.generation_plant_cost (generation_plant_cost_scenario_id, generation_plant_id, build_year, fixed_o_m, overnight_cost, storage_energy_capacity_cost_per_mwh) SELECT 21 AS generation_plant_cost_scenario_id, 157940 as generation_plant_id, build_year, fixed_o_m, overnight_cost, storage_energy_capacity_cost_per_mwh FROM switch.generation_plant_cost where generation_plant_id = 1157631013 and generation_plant_cost_scenario_id=1;
INSERT INTO switch.generation_plant_cost (generation_plant_cost_scenario_id, generation_plant_id, build_year, fixed_o_m, overnight_cost, storage_energy_capacity_cost_per_mwh) SELECT 21 AS generation_plant_cost_scenario_id, 157978 as generation_plant_id, build_year, fixed_o_m, overnight_cost, storage_energy_capacity_cost_per_mwh FROM switch.generation_plant_cost where generation_plant_id = 1157631051 and generation_plant_cost_scenario_id=1;
INSERT INTO switch.generation_plant_cost (generation_plant_cost_scenario_id, generation_plant_id, build_year, fixed_o_m, overnight_cost, storage_energy_capacity_cost_per_mwh) SELECT 21 AS generation_plant_cost_scenario_id, 157861 as generation_plant_id, build_year, fixed_o_m, overnight_cost, storage_energy_capacity_cost_per_mwh FROM switch.generation_plant_cost where generation_plant_id = 5000845 and generation_plant_cost_scenario_id=1;
INSERT INTO switch.generation_plant_cost (generation_plant_cost_scenario_id, generation_plant_id, build_year, fixed_o_m, overnight_cost, storage_energy_capacity_cost_per_mwh) SELECT 21 AS generation_plant_cost_scenario_id, 158018 as generation_plant_id, build_year, fixed_o_m, overnight_cost, storage_energy_capacity_cost_per_mwh FROM switch.generation_plant_cost where generation_plant_id = 1157631091 and generation_plant_cost_scenario_id=1;
INSERT INTO switch.generation_plant_cost (generation_plant_cost_scenario_id, generation_plant_id, build_year, fixed_o_m, overnight_cost, storage_energy_capacity_cost_per_mwh) SELECT 21 AS generation_plant_cost_scenario_id, 158019 as generation_plant_id, build_year, fixed_o_m, overnight_cost, storage_energy_capacity_cost_per_mwh FROM switch.generation_plant_cost where generation_plant_id = 1157631092 and generation_plant_cost_scenario_id=1;
INSERT INTO switch.generation_plant_cost (generation_plant_cost_scenario_id, generation_plant_id, build_year, fixed_o_m, overnight_cost, storage_energy_capacity_cost_per_mwh) SELECT 21 AS generation_plant_cost_scenario_id, 157830 as generation_plant_id, build_year, fixed_o_m, overnight_cost, storage_energy_capacity_cost_per_mwh FROM switch.generation_plant_cost where generation_plant_id = 5000814 and generation_plant_cost_scenario_id=1;
INSERT INTO switch.generation_plant_cost (generation_plant_cost_scenario_id, generation_plant_id, build_year, fixed_o_m, overnight_cost, storage_energy_capacity_cost_per_mwh) SELECT 21 AS generation_plant_cost_scenario_id, 157958 as generation_plant_id, build_year, fixed_o_m, overnight_cost, storage_energy_capacity_cost_per_mwh FROM switch.generation_plant_cost where generation_plant_id = 1157631031 and generation_plant_cost_scenario_id=1;
INSERT INTO switch.generation_plant_cost (generation_plant_cost_scenario_id, generation_plant_id, build_year, fixed_o_m, overnight_cost, storage_energy_capacity_cost_per_mwh) SELECT 21 AS generation_plant_cost_scenario_id, 157950 as generation_plant_id, build_year, fixed_o_m, overnight_cost, storage_energy_capacity_cost_per_mwh FROM switch.generation_plant_cost where generation_plant_id = 1157631023 and generation_plant_cost_scenario_id=1;
INSERT INTO switch.generation_plant_cost (generation_plant_cost_scenario_id, generation_plant_id, build_year, fixed_o_m, overnight_cost, storage_energy_capacity_cost_per_mwh) SELECT 21 AS generation_plant_cost_scenario_id, 157941 as generation_plant_id, build_year, fixed_o_m, overnight_cost, storage_energy_capacity_cost_per_mwh FROM switch.generation_plant_cost where generation_plant_id = 1157631014 and generation_plant_cost_scenario_id=1;
INSERT INTO switch.generation_plant_cost (generation_plant_cost_scenario_id, generation_plant_id, build_year, fixed_o_m, overnight_cost, storage_energy_capacity_cost_per_mwh) SELECT 21 AS generation_plant_cost_scenario_id, 158031 as generation_plant_id, build_year, fixed_o_m, overnight_cost, storage_energy_capacity_cost_per_mwh FROM switch.generation_plant_cost where generation_plant_id = 1157631104 and generation_plant_cost_scenario_id=1;
INSERT INTO switch.generation_plant_cost (generation_plant_cost_scenario_id, generation_plant_id, build_year, fixed_o_m, overnight_cost, storage_energy_capacity_cost_per_mwh) SELECT 21 AS generation_plant_cost_scenario_id, 158028 as generation_plant_id, build_year, fixed_o_m, overnight_cost, storage_energy_capacity_cost_per_mwh FROM switch.generation_plant_cost where generation_plant_id = 1157631101 and generation_plant_cost_scenario_id=1;
INSERT INTO switch.generation_plant_cost (generation_plant_cost_scenario_id, generation_plant_id, build_year, fixed_o_m, overnight_cost, storage_energy_capacity_cost_per_mwh) SELECT 21 AS generation_plant_cost_scenario_id, 158029 as generation_plant_id, build_year, fixed_o_m, overnight_cost, storage_energy_capacity_cost_per_mwh FROM switch.generation_plant_cost where generation_plant_id = 1157631102 and generation_plant_cost_scenario_id=1;
INSERT INTO switch.generation_plant_cost (generation_plant_cost_scenario_id, generation_plant_id, build_year, fixed_o_m, overnight_cost, storage_energy_capacity_cost_per_mwh) SELECT 21 AS generation_plant_cost_scenario_id, 158030 as generation_plant_id, build_year, fixed_o_m, overnight_cost, storage_energy_capacity_cost_per_mwh FROM switch.generation_plant_cost where generation_plant_id = 1157631103 and generation_plant_cost_scenario_id=1;
INSERT INTO switch.generation_plant_cost (generation_plant_cost_scenario_id, generation_plant_id, build_year, fixed_o_m, overnight_cost, storage_energy_capacity_cost_per_mwh) SELECT 21 AS generation_plant_cost_scenario_id, 158034 as generation_plant_id, build_year, fixed_o_m, overnight_cost, storage_energy_capacity_cost_per_mwh FROM switch.generation_plant_cost where generation_plant_id = 1157631107 and generation_plant_cost_scenario_id=1;
INSERT INTO switch.generation_plant_cost (generation_plant_cost_scenario_id, generation_plant_id, build_year, fixed_o_m, overnight_cost, storage_energy_capacity_cost_per_mwh) SELECT 21 AS generation_plant_cost_scenario_id, 158036 as generation_plant_id, build_year, fixed_o_m, overnight_cost, storage_energy_capacity_cost_per_mwh FROM switch.generation_plant_cost where generation_plant_id = 1157631109 and generation_plant_cost_scenario_id=1;
INSERT INTO switch.generation_plant_cost (generation_plant_cost_scenario_id, generation_plant_id, build_year, fixed_o_m, overnight_cost, storage_energy_capacity_cost_per_mwh) SELECT 21 AS generation_plant_cost_scenario_id, 158037 as generation_plant_id, build_year, fixed_o_m, overnight_cost, storage_energy_capacity_cost_per_mwh FROM switch.generation_plant_cost where generation_plant_id = 1157631110 and generation_plant_cost_scenario_id=1;
INSERT INTO switch.generation_plant_cost (generation_plant_cost_scenario_id, generation_plant_id, build_year, fixed_o_m, overnight_cost, storage_energy_capacity_cost_per_mwh) SELECT 21 AS generation_plant_cost_scenario_id, 158039 as generation_plant_id, build_year, fixed_o_m, overnight_cost, storage_energy_capacity_cost_per_mwh FROM switch.generation_plant_cost where generation_plant_id = 1157631112 and generation_plant_cost_scenario_id=1;
INSERT INTO switch.generation_plant_cost (generation_plant_cost_scenario_id, generation_plant_id, build_year, fixed_o_m, overnight_cost, storage_energy_capacity_cost_per_mwh) SELECT 21 AS generation_plant_cost_scenario_id, 158038 as generation_plant_id, build_year, fixed_o_m, overnight_cost, storage_energy_capacity_cost_per_mwh FROM switch.generation_plant_cost where generation_plant_id = 1157631111 and generation_plant_cost_scenario_id=1;
INSERT INTO switch.generation_plant_cost (generation_plant_cost_scenario_id, generation_plant_id, build_year, fixed_o_m, overnight_cost, storage_energy_capacity_cost_per_mwh) SELECT 21 AS generation_plant_cost_scenario_id, 158027 as generation_plant_id, build_year, fixed_o_m, overnight_cost, storage_energy_capacity_cost_per_mwh FROM switch.generation_plant_cost where generation_plant_id = 1157631100 and generation_plant_cost_scenario_id=1;
INSERT INTO switch.generation_plant_cost (generation_plant_cost_scenario_id, generation_plant_id, build_year, fixed_o_m, overnight_cost, storage_energy_capacity_cost_per_mwh) SELECT 21 AS generation_plant_cost_scenario_id, 158035 as generation_plant_id, build_year, fixed_o_m, overnight_cost, storage_energy_capacity_cost_per_mwh FROM switch.generation_plant_cost where generation_plant_id = 1157631108 and generation_plant_cost_scenario_id=1;
INSERT INTO switch.generation_plant_cost (generation_plant_cost_scenario_id, generation_plant_id, build_year, fixed_o_m, overnight_cost, storage_energy_capacity_cost_per_mwh) SELECT 21 AS generation_plant_cost_scenario_id, 158033 as generation_plant_id, build_year, fixed_o_m, overnight_cost, storage_energy_capacity_cost_per_mwh FROM switch.generation_plant_cost where generation_plant_id = 1157631106 and generation_plant_cost_scenario_id=1;
INSERT INTO switch.generation_plant_cost (generation_plant_cost_scenario_id, generation_plant_id, build_year, fixed_o_m, overnight_cost, storage_energy_capacity_cost_per_mwh) SELECT 21 AS generation_plant_cost_scenario_id, 158032 as generation_plant_id, build_year, fixed_o_m, overnight_cost, storage_energy_capacity_cost_per_mwh FROM switch.generation_plant_cost where generation_plant_id = 1157631105 and generation_plant_cost_scenario_id=1;
INSERT INTO switch.generation_plant_cost (generation_plant_cost_scenario_id, generation_plant_id, build_year, fixed_o_m, overnight_cost, storage_energy_capacity_cost_per_mwh) SELECT 21 AS generation_plant_cost_scenario_id, 157862 as generation_plant_id, build_year, fixed_o_m, overnight_cost, storage_energy_capacity_cost_per_mwh FROM switch.generation_plant_cost where generation_plant_id = 5000846 and generation_plant_cost_scenario_id=1;
INSERT INTO switch.generation_plant_cost (generation_plant_cost_scenario_id, generation_plant_id, build_year, fixed_o_m, overnight_cost, storage_energy_capacity_cost_per_mwh) SELECT 21 AS generation_plant_cost_scenario_id, 157831 as generation_plant_id, build_year, fixed_o_m, overnight_cost, storage_energy_capacity_cost_per_mwh FROM switch.generation_plant_cost where generation_plant_id = 5000815 and generation_plant_cost_scenario_id=1;
INSERT INTO switch.generation_plant_cost (generation_plant_cost_scenario_id, generation_plant_id, build_year, fixed_o_m, overnight_cost, storage_energy_capacity_cost_per_mwh) SELECT 21 AS generation_plant_cost_scenario_id, 157863 as generation_plant_id, build_year, fixed_o_m, overnight_cost, storage_energy_capacity_cost_per_mwh FROM switch.generation_plant_cost where generation_plant_id = 5000847 and generation_plant_cost_scenario_id=1;
INSERT INTO switch.generation_plant_cost (generation_plant_cost_scenario_id, generation_plant_id, build_year, fixed_o_m, overnight_cost, storage_energy_capacity_cost_per_mwh) SELECT 21 AS generation_plant_cost_scenario_id, 157864 as generation_plant_id, build_year, fixed_o_m, overnight_cost, storage_energy_capacity_cost_per_mwh FROM switch.generation_plant_cost where generation_plant_id = 5000848 and generation_plant_cost_scenario_id=1;
INSERT INTO switch.generation_plant_cost (generation_plant_cost_scenario_id, generation_plant_id, build_year, fixed_o_m, overnight_cost, storage_energy_capacity_cost_per_mwh) SELECT 21 AS generation_plant_cost_scenario_id, 157865 as generation_plant_id, build_year, fixed_o_m, overnight_cost, storage_energy_capacity_cost_per_mwh FROM switch.generation_plant_cost where generation_plant_id = 5000849 and generation_plant_cost_scenario_id=1;
INSERT INTO switch.generation_plant_cost (generation_plant_cost_scenario_id, generation_plant_id, build_year, fixed_o_m, overnight_cost, storage_energy_capacity_cost_per_mwh) SELECT 21 AS generation_plant_cost_scenario_id, 157866 as generation_plant_id, build_year, fixed_o_m, overnight_cost, storage_energy_capacity_cost_per_mwh FROM switch.generation_plant_cost where generation_plant_id = 5000850 and generation_plant_cost_scenario_id=1;
INSERT INTO switch.generation_plant_cost (generation_plant_cost_scenario_id, generation_plant_id, build_year, fixed_o_m, overnight_cost, storage_energy_capacity_cost_per_mwh) SELECT 21 AS generation_plant_cost_scenario_id, 157993 as generation_plant_id, build_year, fixed_o_m, overnight_cost, storage_energy_capacity_cost_per_mwh FROM switch.generation_plant_cost where generation_plant_id = 1157631066 and generation_plant_cost_scenario_id=1;
INSERT INTO switch.generation_plant_cost (generation_plant_cost_scenario_id, generation_plant_id, build_year, fixed_o_m, overnight_cost, storage_energy_capacity_cost_per_mwh) SELECT 21 AS generation_plant_cost_scenario_id, 157995 as generation_plant_id, build_year, fixed_o_m, overnight_cost, storage_energy_capacity_cost_per_mwh FROM switch.generation_plant_cost where generation_plant_id = 1157631068 and generation_plant_cost_scenario_id=1;
INSERT INTO switch.generation_plant_cost (generation_plant_cost_scenario_id, generation_plant_id, build_year, fixed_o_m, overnight_cost, storage_energy_capacity_cost_per_mwh) SELECT 21 AS generation_plant_cost_scenario_id, 157867 as generation_plant_id, build_year, fixed_o_m, overnight_cost, storage_energy_capacity_cost_per_mwh FROM switch.generation_plant_cost where generation_plant_id = 5000851 and generation_plant_cost_scenario_id=1;
INSERT INTO switch.generation_plant_cost (generation_plant_cost_scenario_id, generation_plant_id, build_year, fixed_o_m, overnight_cost, storage_energy_capacity_cost_per_mwh) SELECT 21 AS generation_plant_cost_scenario_id, 158006 as generation_plant_id, build_year, fixed_o_m, overnight_cost, storage_energy_capacity_cost_per_mwh FROM switch.generation_plant_cost where generation_plant_id = 1157631079 and generation_plant_cost_scenario_id=1;
INSERT INTO switch.generation_plant_cost (generation_plant_cost_scenario_id, generation_plant_id, build_year, fixed_o_m, overnight_cost, storage_energy_capacity_cost_per_mwh) SELECT 21 AS generation_plant_cost_scenario_id, 157868 as generation_plant_id, build_year, fixed_o_m, overnight_cost, storage_energy_capacity_cost_per_mwh FROM switch.generation_plant_cost where generation_plant_id = 5000852 and generation_plant_cost_scenario_id=1;
INSERT INTO switch.generation_plant_cost (generation_plant_cost_scenario_id, generation_plant_id, build_year, fixed_o_m, overnight_cost, storage_energy_capacity_cost_per_mwh) SELECT 21 AS generation_plant_cost_scenario_id, 157832 as generation_plant_id, build_year, fixed_o_m, overnight_cost, storage_energy_capacity_cost_per_mwh FROM switch.generation_plant_cost where generation_plant_id = 5000816 and generation_plant_cost_scenario_id=1;
INSERT INTO switch.generation_plant_cost (generation_plant_cost_scenario_id, generation_plant_id, build_year, fixed_o_m, overnight_cost, storage_energy_capacity_cost_per_mwh) SELECT 21 AS generation_plant_cost_scenario_id, 157869 as generation_plant_id, build_year, fixed_o_m, overnight_cost, storage_energy_capacity_cost_per_mwh FROM switch.generation_plant_cost where generation_plant_id = 5000853 and generation_plant_cost_scenario_id=1;
INSERT INTO switch.generation_plant_cost (generation_plant_cost_scenario_id, generation_plant_id, build_year, fixed_o_m, overnight_cost, storage_energy_capacity_cost_per_mwh) SELECT 21 AS generation_plant_cost_scenario_id, 157870 as generation_plant_id, build_year, fixed_o_m, overnight_cost, storage_energy_capacity_cost_per_mwh FROM switch.generation_plant_cost where generation_plant_id = 5000854 and generation_plant_cost_scenario_id=1;
INSERT INTO switch.generation_plant_cost (generation_plant_cost_scenario_id, generation_plant_id, build_year, fixed_o_m, overnight_cost, storage_energy_capacity_cost_per_mwh) SELECT 21 AS generation_plant_cost_scenario_id, 157957 as generation_plant_id, build_year, fixed_o_m, overnight_cost, storage_energy_capacity_cost_per_mwh FROM switch.generation_plant_cost where generation_plant_id = 1157631030 and generation_plant_cost_scenario_id=1;
INSERT INTO switch.generation_plant_cost (generation_plant_cost_scenario_id, generation_plant_id, build_year, fixed_o_m, overnight_cost, storage_energy_capacity_cost_per_mwh) SELECT 21 AS generation_plant_cost_scenario_id, 157954 as generation_plant_id, build_year, fixed_o_m, overnight_cost, storage_energy_capacity_cost_per_mwh FROM switch.generation_plant_cost where generation_plant_id = 1157631027 and generation_plant_cost_scenario_id=1;
INSERT INTO switch.generation_plant_cost (generation_plant_cost_scenario_id, generation_plant_id, build_year, fixed_o_m, overnight_cost, storage_energy_capacity_cost_per_mwh) SELECT 21 AS generation_plant_cost_scenario_id, 157953 as generation_plant_id, build_year, fixed_o_m, overnight_cost, storage_energy_capacity_cost_per_mwh FROM switch.generation_plant_cost where generation_plant_id = 1157631026 and generation_plant_cost_scenario_id=1;
INSERT INTO switch.generation_plant_cost (generation_plant_cost_scenario_id, generation_plant_id, build_year, fixed_o_m, overnight_cost, storage_energy_capacity_cost_per_mwh) SELECT 21 AS generation_plant_cost_scenario_id, 157871 as generation_plant_id, build_year, fixed_o_m, overnight_cost, storage_energy_capacity_cost_per_mwh FROM switch.generation_plant_cost where generation_plant_id = 5000855 and generation_plant_cost_scenario_id=1;
INSERT INTO switch.generation_plant_cost (generation_plant_cost_scenario_id, generation_plant_id, build_year, fixed_o_m, overnight_cost, storage_energy_capacity_cost_per_mwh) SELECT 21 AS generation_plant_cost_scenario_id, 157872 as generation_plant_id, build_year, fixed_o_m, overnight_cost, storage_energy_capacity_cost_per_mwh FROM switch.generation_plant_cost where generation_plant_id = 5000856 and generation_plant_cost_scenario_id=1;
INSERT INTO switch.generation_plant_cost (generation_plant_cost_scenario_id, generation_plant_id, build_year, fixed_o_m, overnight_cost, storage_energy_capacity_cost_per_mwh) SELECT 21 AS generation_plant_cost_scenario_id, 157873 as generation_plant_id, build_year, fixed_o_m, overnight_cost, storage_energy_capacity_cost_per_mwh FROM switch.generation_plant_cost where generation_plant_id = 5000857 and generation_plant_cost_scenario_id=1;
INSERT INTO switch.generation_plant_cost (generation_plant_cost_scenario_id, generation_plant_id, build_year, fixed_o_m, overnight_cost, storage_energy_capacity_cost_per_mwh) SELECT 21 AS generation_plant_cost_scenario_id, 158045 as generation_plant_id, build_year, fixed_o_m, overnight_cost, storage_energy_capacity_cost_per_mwh FROM switch.generation_plant_cost where generation_plant_id = 1157631118 and generation_plant_cost_scenario_id=1;
INSERT INTO switch.generation_plant_cost (generation_plant_cost_scenario_id, generation_plant_id, build_year, fixed_o_m, overnight_cost, storage_energy_capacity_cost_per_mwh) SELECT 21 AS generation_plant_cost_scenario_id, 157992 as generation_plant_id, build_year, fixed_o_m, overnight_cost, storage_energy_capacity_cost_per_mwh FROM switch.generation_plant_cost where generation_plant_id = 1157631065 and generation_plant_cost_scenario_id=1;
INSERT INTO switch.generation_plant_cost (generation_plant_cost_scenario_id, generation_plant_id, build_year, fixed_o_m, overnight_cost, storage_energy_capacity_cost_per_mwh) SELECT 21 AS generation_plant_cost_scenario_id, 158025 as generation_plant_id, build_year, fixed_o_m, overnight_cost, storage_energy_capacity_cost_per_mwh FROM switch.generation_plant_cost where generation_plant_id = 1157631098 and generation_plant_cost_scenario_id=1;
INSERT INTO switch.generation_plant_cost (generation_plant_cost_scenario_id, generation_plant_id, build_year, fixed_o_m, overnight_cost, storage_energy_capacity_cost_per_mwh) SELECT 21 AS generation_plant_cost_scenario_id, 157994 as generation_plant_id, build_year, fixed_o_m, overnight_cost, storage_energy_capacity_cost_per_mwh FROM switch.generation_plant_cost where generation_plant_id = 1157631067 and generation_plant_cost_scenario_id=1;
INSERT INTO switch.generation_plant_cost (generation_plant_cost_scenario_id, generation_plant_id, build_year, fixed_o_m, overnight_cost, storage_energy_capacity_cost_per_mwh) SELECT 21 AS generation_plant_cost_scenario_id, 157986 as generation_plant_id, build_year, fixed_o_m, overnight_cost, storage_energy_capacity_cost_per_mwh FROM switch.generation_plant_cost where generation_plant_id = 1157631059 and generation_plant_cost_scenario_id=1;
INSERT INTO switch.generation_plant_cost (generation_plant_cost_scenario_id, generation_plant_id, build_year, fixed_o_m, overnight_cost, storage_energy_capacity_cost_per_mwh) SELECT 21 AS generation_plant_cost_scenario_id, 157874 as generation_plant_id, build_year, fixed_o_m, overnight_cost, storage_energy_capacity_cost_per_mwh FROM switch.generation_plant_cost where generation_plant_id = 5000858 and generation_plant_cost_scenario_id=1;
INSERT INTO switch.generation_plant_cost (generation_plant_cost_scenario_id, generation_plant_id, build_year, fixed_o_m, overnight_cost, storage_energy_capacity_cost_per_mwh) SELECT 21 AS generation_plant_cost_scenario_id, 157875 as generation_plant_id, build_year, fixed_o_m, overnight_cost, storage_energy_capacity_cost_per_mwh FROM switch.generation_plant_cost where generation_plant_id = 5000859 and generation_plant_cost_scenario_id=1;
INSERT INTO switch.generation_plant_cost (generation_plant_cost_scenario_id, generation_plant_id, build_year, fixed_o_m, overnight_cost, storage_energy_capacity_cost_per_mwh) SELECT 21 AS generation_plant_cost_scenario_id, 157876 as generation_plant_id, build_year, fixed_o_m, overnight_cost, storage_energy_capacity_cost_per_mwh FROM switch.generation_plant_cost where generation_plant_id = 5000860 and generation_plant_cost_scenario_id=1;
INSERT INTO switch.generation_plant_cost (generation_plant_cost_scenario_id, generation_plant_id, build_year, fixed_o_m, overnight_cost, storage_energy_capacity_cost_per_mwh) SELECT 21 AS generation_plant_cost_scenario_id, 158021 as generation_plant_id, build_year, fixed_o_m, overnight_cost, storage_energy_capacity_cost_per_mwh FROM switch.generation_plant_cost where generation_plant_id = 1157631094 and generation_plant_cost_scenario_id=1;
INSERT INTO switch.generation_plant_cost (generation_plant_cost_scenario_id, generation_plant_id, build_year, fixed_o_m, overnight_cost, storage_energy_capacity_cost_per_mwh) SELECT 21 AS generation_plant_cost_scenario_id, 158026 as generation_plant_id, build_year, fixed_o_m, overnight_cost, storage_energy_capacity_cost_per_mwh FROM switch.generation_plant_cost where generation_plant_id = 1157631099 and generation_plant_cost_scenario_id=1;
INSERT INTO switch.generation_plant_cost (generation_plant_cost_scenario_id, generation_plant_id, build_year, fixed_o_m, overnight_cost, storage_energy_capacity_cost_per_mwh) SELECT 21 AS generation_plant_cost_scenario_id, 158022 as generation_plant_id, build_year, fixed_o_m, overnight_cost, storage_energy_capacity_cost_per_mwh FROM switch.generation_plant_cost where generation_plant_id = 1157631095 and generation_plant_cost_scenario_id=1;
INSERT INTO switch.generation_plant_cost (generation_plant_cost_scenario_id, generation_plant_id, build_year, fixed_o_m, overnight_cost, storage_energy_capacity_cost_per_mwh) SELECT 21 AS generation_plant_cost_scenario_id, 157877 as generation_plant_id, build_year, fixed_o_m, overnight_cost, storage_energy_capacity_cost_per_mwh FROM switch.generation_plant_cost where generation_plant_id = 5000861 and generation_plant_cost_scenario_id=1;
INSERT INTO switch.generation_plant_cost (generation_plant_cost_scenario_id, generation_plant_id, build_year, fixed_o_m, overnight_cost, storage_energy_capacity_cost_per_mwh) SELECT 21 AS generation_plant_cost_scenario_id, 157948 as generation_plant_id, build_year, fixed_o_m, overnight_cost, storage_energy_capacity_cost_per_mwh FROM switch.generation_plant_cost where generation_plant_id = 1157631021 and generation_plant_cost_scenario_id=1;
INSERT INTO switch.generation_plant_cost (generation_plant_cost_scenario_id, generation_plant_id, build_year, fixed_o_m, overnight_cost, storage_energy_capacity_cost_per_mwh) SELECT 21 AS generation_plant_cost_scenario_id, 157969 as generation_plant_id, build_year, fixed_o_m, overnight_cost, storage_energy_capacity_cost_per_mwh FROM switch.generation_plant_cost where generation_plant_id = 1157631042 and generation_plant_cost_scenario_id=1;
INSERT INTO switch.generation_plant_cost (generation_plant_cost_scenario_id, generation_plant_id, build_year, fixed_o_m, overnight_cost, storage_energy_capacity_cost_per_mwh) SELECT 21 AS generation_plant_cost_scenario_id, 157973 as generation_plant_id, build_year, fixed_o_m, overnight_cost, storage_energy_capacity_cost_per_mwh FROM switch.generation_plant_cost where generation_plant_id = 1157631046 and generation_plant_cost_scenario_id=1;
INSERT INTO switch.generation_plant_cost (generation_plant_cost_scenario_id, generation_plant_id, build_year, fixed_o_m, overnight_cost, storage_energy_capacity_cost_per_mwh) SELECT 21 AS generation_plant_cost_scenario_id, 157979 as generation_plant_id, build_year, fixed_o_m, overnight_cost, storage_energy_capacity_cost_per_mwh FROM switch.generation_plant_cost where generation_plant_id = 1157631052 and generation_plant_cost_scenario_id=1;
INSERT INTO switch.generation_plant_cost (generation_plant_cost_scenario_id, generation_plant_id, build_year, fixed_o_m, overnight_cost, storage_energy_capacity_cost_per_mwh) SELECT 21 AS generation_plant_cost_scenario_id, 157833 as generation_plant_id, build_year, fixed_o_m, overnight_cost, storage_energy_capacity_cost_per_mwh FROM switch.generation_plant_cost where generation_plant_id = 5000817 and generation_plant_cost_scenario_id=1;
INSERT INTO switch.generation_plant_cost (generation_plant_cost_scenario_id, generation_plant_id, build_year, fixed_o_m, overnight_cost, storage_energy_capacity_cost_per_mwh) SELECT 21 AS generation_plant_cost_scenario_id, 157878 as generation_plant_id, build_year, fixed_o_m, overnight_cost, storage_energy_capacity_cost_per_mwh FROM switch.generation_plant_cost where generation_plant_id = 5000862 and generation_plant_cost_scenario_id=1;
INSERT INTO switch.generation_plant_cost (generation_plant_cost_scenario_id, generation_plant_id, build_year, fixed_o_m, overnight_cost, storage_energy_capacity_cost_per_mwh) SELECT 21 AS generation_plant_cost_scenario_id, 157834 as generation_plant_id, build_year, fixed_o_m, overnight_cost, storage_energy_capacity_cost_per_mwh FROM switch.generation_plant_cost where generation_plant_id = 5000818 and generation_plant_cost_scenario_id=1;
INSERT INTO switch.generation_plant_cost (generation_plant_cost_scenario_id, generation_plant_id, build_year, fixed_o_m, overnight_cost, storage_energy_capacity_cost_per_mwh) SELECT 21 AS generation_plant_cost_scenario_id, 158057 as generation_plant_id, build_year, fixed_o_m, overnight_cost, storage_energy_capacity_cost_per_mwh FROM switch.generation_plant_cost where generation_plant_id = 1157631130 and generation_plant_cost_scenario_id=1;
INSERT INTO switch.generation_plant_cost (generation_plant_cost_scenario_id, generation_plant_id, build_year, fixed_o_m, overnight_cost, storage_energy_capacity_cost_per_mwh) SELECT 21 AS generation_plant_cost_scenario_id, 157879 as generation_plant_id, build_year, fixed_o_m, overnight_cost, storage_energy_capacity_cost_per_mwh FROM switch.generation_plant_cost where generation_plant_id = 5000863 and generation_plant_cost_scenario_id=1;
INSERT INTO switch.generation_plant_cost (generation_plant_cost_scenario_id, generation_plant_id, build_year, fixed_o_m, overnight_cost, storage_energy_capacity_cost_per_mwh) SELECT 21 AS generation_plant_cost_scenario_id, 157835 as generation_plant_id, build_year, fixed_o_m, overnight_cost, storage_energy_capacity_cost_per_mwh FROM switch.generation_plant_cost where generation_plant_id = 5000819 and generation_plant_cost_scenario_id=1;
INSERT INTO switch.generation_plant_cost (generation_plant_cost_scenario_id, generation_plant_id, build_year, fixed_o_m, overnight_cost, storage_energy_capacity_cost_per_mwh) SELECT 21 AS generation_plant_cost_scenario_id, 157836 as generation_plant_id, build_year, fixed_o_m, overnight_cost, storage_energy_capacity_cost_per_mwh FROM switch.generation_plant_cost where generation_plant_id = 5000820 and generation_plant_cost_scenario_id=1;
INSERT INTO switch.generation_plant_cost (generation_plant_cost_scenario_id, generation_plant_id, build_year, fixed_o_m, overnight_cost, storage_energy_capacity_cost_per_mwh) SELECT 21 AS generation_plant_cost_scenario_id, 157956 as generation_plant_id, build_year, fixed_o_m, overnight_cost, storage_energy_capacity_cost_per_mwh FROM switch.generation_plant_cost where generation_plant_id = 1157631029 and generation_plant_cost_scenario_id=1;
INSERT INTO switch.generation_plant_cost (generation_plant_cost_scenario_id, generation_plant_id, build_year, fixed_o_m, overnight_cost, storage_energy_capacity_cost_per_mwh) SELECT 21 AS generation_plant_cost_scenario_id, 157951 as generation_plant_id, build_year, fixed_o_m, overnight_cost, storage_energy_capacity_cost_per_mwh FROM switch.generation_plant_cost where generation_plant_id = 1157631024 and generation_plant_cost_scenario_id=1;
INSERT INTO switch.generation_plant_cost (generation_plant_cost_scenario_id, generation_plant_id, build_year, fixed_o_m, overnight_cost, storage_energy_capacity_cost_per_mwh) SELECT 21 AS generation_plant_cost_scenario_id, 157880 as generation_plant_id, build_year, fixed_o_m, overnight_cost, storage_energy_capacity_cost_per_mwh FROM switch.generation_plant_cost where generation_plant_id = 5000864 and generation_plant_cost_scenario_id=1;
INSERT INTO switch.generation_plant_cost (generation_plant_cost_scenario_id, generation_plant_id, build_year, fixed_o_m, overnight_cost, storage_energy_capacity_cost_per_mwh) SELECT 21 AS generation_plant_cost_scenario_id, 157881 as generation_plant_id, build_year, fixed_o_m, overnight_cost, storage_energy_capacity_cost_per_mwh FROM switch.generation_plant_cost where generation_plant_id = 5000865 and generation_plant_cost_scenario_id=1;
INSERT INTO switch.generation_plant_cost (generation_plant_cost_scenario_id, generation_plant_id, build_year, fixed_o_m, overnight_cost, storage_energy_capacity_cost_per_mwh) SELECT 21 AS generation_plant_cost_scenario_id, 157837 as generation_plant_id, build_year, fixed_o_m, overnight_cost, storage_energy_capacity_cost_per_mwh FROM switch.generation_plant_cost where generation_plant_id = 5000821 and generation_plant_cost_scenario_id=1;
INSERT INTO switch.generation_plant_cost (generation_plant_cost_scenario_id, generation_plant_id, build_year, fixed_o_m, overnight_cost, storage_energy_capacity_cost_per_mwh) SELECT 21 AS generation_plant_cost_scenario_id, 157882 as generation_plant_id, build_year, fixed_o_m, overnight_cost, storage_energy_capacity_cost_per_mwh FROM switch.generation_plant_cost where generation_plant_id = 5000866 and generation_plant_cost_scenario_id=1;
INSERT INTO switch.generation_plant_cost (generation_plant_cost_scenario_id, generation_plant_id, build_year, fixed_o_m, overnight_cost, storage_energy_capacity_cost_per_mwh) SELECT 21 AS generation_plant_cost_scenario_id, 157968 as generation_plant_id, build_year, fixed_o_m, overnight_cost, storage_energy_capacity_cost_per_mwh FROM switch.generation_plant_cost where generation_plant_id = 1157631041 and generation_plant_cost_scenario_id=1;
INSERT INTO switch.generation_plant_cost (generation_plant_cost_scenario_id, generation_plant_id, build_year, fixed_o_m, overnight_cost, storage_energy_capacity_cost_per_mwh) SELECT 21 AS generation_plant_cost_scenario_id, 157967 as generation_plant_id, build_year, fixed_o_m, overnight_cost, storage_energy_capacity_cost_per_mwh FROM switch.generation_plant_cost where generation_plant_id = 1157631040 and generation_plant_cost_scenario_id=1;
INSERT INTO switch.generation_plant_cost (generation_plant_cost_scenario_id, generation_plant_id, build_year, fixed_o_m, overnight_cost, storage_energy_capacity_cost_per_mwh) SELECT 21 AS generation_plant_cost_scenario_id, 157883 as generation_plant_id, build_year, fixed_o_m, overnight_cost, storage_energy_capacity_cost_per_mwh FROM switch.generation_plant_cost where generation_plant_id = 5000867 and generation_plant_cost_scenario_id=1;
INSERT INTO switch.generation_plant_cost (generation_plant_cost_scenario_id, generation_plant_id, build_year, fixed_o_m, overnight_cost, storage_energy_capacity_cost_per_mwh) SELECT 21 AS generation_plant_cost_scenario_id, 157887 as generation_plant_id, build_year, fixed_o_m, overnight_cost, storage_energy_capacity_cost_per_mwh FROM switch.generation_plant_cost where generation_plant_id = 5000871 and generation_plant_cost_scenario_id=1;
INSERT INTO switch.generation_plant_cost (generation_plant_cost_scenario_id, generation_plant_id, build_year, fixed_o_m, overnight_cost, storage_energy_capacity_cost_per_mwh) SELECT 21 AS generation_plant_cost_scenario_id, 157885 as generation_plant_id, build_year, fixed_o_m, overnight_cost, storage_energy_capacity_cost_per_mwh FROM switch.generation_plant_cost where generation_plant_id = 5000869 and generation_plant_cost_scenario_id=1;
INSERT INTO switch.generation_plant_cost (generation_plant_cost_scenario_id, generation_plant_id, build_year, fixed_o_m, overnight_cost, storage_energy_capacity_cost_per_mwh) SELECT 21 AS generation_plant_cost_scenario_id, 157884 as generation_plant_id, build_year, fixed_o_m, overnight_cost, storage_energy_capacity_cost_per_mwh FROM switch.generation_plant_cost where generation_plant_id = 5000868 and generation_plant_cost_scenario_id=1;
INSERT INTO switch.generation_plant_cost (generation_plant_cost_scenario_id, generation_plant_id, build_year, fixed_o_m, overnight_cost, storage_energy_capacity_cost_per_mwh) SELECT 21 AS generation_plant_cost_scenario_id, 157886 as generation_plant_id, build_year, fixed_o_m, overnight_cost, storage_energy_capacity_cost_per_mwh FROM switch.generation_plant_cost where generation_plant_id = 5000870 and generation_plant_cost_scenario_id=1;
INSERT INTO switch.generation_plant_cost (generation_plant_cost_scenario_id, generation_plant_id, build_year, fixed_o_m, overnight_cost, storage_energy_capacity_cost_per_mwh) SELECT 21 AS generation_plant_cost_scenario_id, 157946 as generation_plant_id, build_year, fixed_o_m, overnight_cost, storage_energy_capacity_cost_per_mwh FROM switch.generation_plant_cost where generation_plant_id = 1157631019 and generation_plant_cost_scenario_id=1;
INSERT INTO switch.generation_plant_cost (generation_plant_cost_scenario_id, generation_plant_id, build_year, fixed_o_m, overnight_cost, storage_energy_capacity_cost_per_mwh) SELECT 21 AS generation_plant_cost_scenario_id, 157944 as generation_plant_id, build_year, fixed_o_m, overnight_cost, storage_energy_capacity_cost_per_mwh FROM switch.generation_plant_cost where generation_plant_id = 1157631017 and generation_plant_cost_scenario_id=1;
INSERT INTO switch.generation_plant_cost (generation_plant_cost_scenario_id, generation_plant_id, build_year, fixed_o_m, overnight_cost, storage_energy_capacity_cost_per_mwh) SELECT 21 AS generation_plant_cost_scenario_id, 157888 as generation_plant_id, build_year, fixed_o_m, overnight_cost, storage_energy_capacity_cost_per_mwh FROM switch.generation_plant_cost where generation_plant_id = 5000872 and generation_plant_cost_scenario_id=1;
INSERT INTO switch.generation_plant_cost (generation_plant_cost_scenario_id, generation_plant_id, build_year, fixed_o_m, overnight_cost, storage_energy_capacity_cost_per_mwh) SELECT 21 AS generation_plant_cost_scenario_id, 157889 as generation_plant_id, build_year, fixed_o_m, overnight_cost, storage_energy_capacity_cost_per_mwh FROM switch.generation_plant_cost where generation_plant_id = 5000873 and generation_plant_cost_scenario_id=1;
INSERT INTO switch.generation_plant_cost (generation_plant_cost_scenario_id, generation_plant_id, build_year, fixed_o_m, overnight_cost, storage_energy_capacity_cost_per_mwh) SELECT 21 AS generation_plant_cost_scenario_id, 157991 as generation_plant_id, build_year, fixed_o_m, overnight_cost, storage_energy_capacity_cost_per_mwh FROM switch.generation_plant_cost where generation_plant_id = 1157631064 and generation_plant_cost_scenario_id=1;
INSERT INTO switch.generation_plant_cost (generation_plant_cost_scenario_id, generation_plant_id, build_year, fixed_o_m, overnight_cost, storage_energy_capacity_cost_per_mwh) SELECT 21 AS generation_plant_cost_scenario_id, 158041 as generation_plant_id, build_year, fixed_o_m, overnight_cost, storage_energy_capacity_cost_per_mwh FROM switch.generation_plant_cost where generation_plant_id = 1157631114 and generation_plant_cost_scenario_id=1;
INSERT INTO switch.generation_plant_cost (generation_plant_cost_scenario_id, generation_plant_id, build_year, fixed_o_m, overnight_cost, storage_energy_capacity_cost_per_mwh) SELECT 21 AS generation_plant_cost_scenario_id, 158042 as generation_plant_id, build_year, fixed_o_m, overnight_cost, storage_energy_capacity_cost_per_mwh FROM switch.generation_plant_cost where generation_plant_id = 1157631115 and generation_plant_cost_scenario_id=1;
INSERT INTO switch.generation_plant_cost (generation_plant_cost_scenario_id, generation_plant_id, build_year, fixed_o_m, overnight_cost, storage_energy_capacity_cost_per_mwh) SELECT 21 AS generation_plant_cost_scenario_id, 157890 as generation_plant_id, build_year, fixed_o_m, overnight_cost, storage_energy_capacity_cost_per_mwh FROM switch.generation_plant_cost where generation_plant_id = 5000874 and generation_plant_cost_scenario_id=1;
INSERT INTO switch.generation_plant_cost (generation_plant_cost_scenario_id, generation_plant_id, build_year, fixed_o_m, overnight_cost, storage_energy_capacity_cost_per_mwh) SELECT 21 AS generation_plant_cost_scenario_id, 157891 as generation_plant_id, build_year, fixed_o_m, overnight_cost, storage_energy_capacity_cost_per_mwh FROM switch.generation_plant_cost where generation_plant_id = 5000875 and generation_plant_cost_scenario_id=1;
INSERT INTO switch.generation_plant_cost (generation_plant_cost_scenario_id, generation_plant_id, build_year, fixed_o_m, overnight_cost, storage_energy_capacity_cost_per_mwh) SELECT 21 AS generation_plant_cost_scenario_id, 157892 as generation_plant_id, build_year, fixed_o_m, overnight_cost, storage_energy_capacity_cost_per_mwh FROM switch.generation_plant_cost where generation_plant_id = 5000876 and generation_plant_cost_scenario_id=1;
INSERT INTO switch.generation_plant_cost (generation_plant_cost_scenario_id, generation_plant_id, build_year, fixed_o_m, overnight_cost, storage_energy_capacity_cost_per_mwh) SELECT 21 AS generation_plant_cost_scenario_id, 157893 as generation_plant_id, build_year, fixed_o_m, overnight_cost, storage_energy_capacity_cost_per_mwh FROM switch.generation_plant_cost where generation_plant_id = 5000877 and generation_plant_cost_scenario_id=1;
INSERT INTO switch.generation_plant_cost (generation_plant_cost_scenario_id, generation_plant_id, build_year, fixed_o_m, overnight_cost, storage_energy_capacity_cost_per_mwh) SELECT 21 AS generation_plant_cost_scenario_id, 158020 as generation_plant_id, build_year, fixed_o_m, overnight_cost, storage_energy_capacity_cost_per_mwh FROM switch.generation_plant_cost where generation_plant_id = 1157631093 and generation_plant_cost_scenario_id=1;
INSERT INTO switch.generation_plant_cost (generation_plant_cost_scenario_id, generation_plant_id, build_year, fixed_o_m, overnight_cost, storage_energy_capacity_cost_per_mwh) SELECT 21 AS generation_plant_cost_scenario_id, 158024 as generation_plant_id, build_year, fixed_o_m, overnight_cost, storage_energy_capacity_cost_per_mwh FROM switch.generation_plant_cost where generation_plant_id = 1157631097 and generation_plant_cost_scenario_id=1;
INSERT INTO switch.generation_plant_cost (generation_plant_cost_scenario_id, generation_plant_id, build_year, fixed_o_m, overnight_cost, storage_energy_capacity_cost_per_mwh) SELECT 21 AS generation_plant_cost_scenario_id, 158054 as generation_plant_id, build_year, fixed_o_m, overnight_cost, storage_energy_capacity_cost_per_mwh FROM switch.generation_plant_cost where generation_plant_id = 1157631127 and generation_plant_cost_scenario_id=1;
INSERT INTO switch.generation_plant_cost (generation_plant_cost_scenario_id, generation_plant_id, build_year, fixed_o_m, overnight_cost, storage_energy_capacity_cost_per_mwh) SELECT 21 AS generation_plant_cost_scenario_id, 158058 as generation_plant_id, build_year, fixed_o_m, overnight_cost, storage_energy_capacity_cost_per_mwh FROM switch.generation_plant_cost where generation_plant_id = 1157631131 and generation_plant_cost_scenario_id=1;
INSERT INTO switch.generation_plant_cost (generation_plant_cost_scenario_id, generation_plant_id, build_year, fixed_o_m, overnight_cost, storage_energy_capacity_cost_per_mwh) SELECT 21 AS generation_plant_cost_scenario_id, 157996 as generation_plant_id, build_year, fixed_o_m, overnight_cost, storage_energy_capacity_cost_per_mwh FROM switch.generation_plant_cost where generation_plant_id = 1157631069 and generation_plant_cost_scenario_id=1;
INSERT INTO switch.generation_plant_cost (generation_plant_cost_scenario_id, generation_plant_id, build_year, fixed_o_m, overnight_cost, storage_energy_capacity_cost_per_mwh) SELECT 21 AS generation_plant_cost_scenario_id, 158001 as generation_plant_id, build_year, fixed_o_m, overnight_cost, storage_energy_capacity_cost_per_mwh FROM switch.generation_plant_cost where generation_plant_id = 1157631074 and generation_plant_cost_scenario_id=1;
INSERT INTO switch.generation_plant_cost (generation_plant_cost_scenario_id, generation_plant_id, build_year, fixed_o_m, overnight_cost, storage_energy_capacity_cost_per_mwh) SELECT 21 AS generation_plant_cost_scenario_id, 157998 as generation_plant_id, build_year, fixed_o_m, overnight_cost, storage_energy_capacity_cost_per_mwh FROM switch.generation_plant_cost where generation_plant_id = 1157631071 and generation_plant_cost_scenario_id=1;
INSERT INTO switch.generation_plant_cost (generation_plant_cost_scenario_id, generation_plant_id, build_year, fixed_o_m, overnight_cost, storage_energy_capacity_cost_per_mwh) SELECT 21 AS generation_plant_cost_scenario_id, 157999 as generation_plant_id, build_year, fixed_o_m, overnight_cost, storage_energy_capacity_cost_per_mwh FROM switch.generation_plant_cost where generation_plant_id = 1157631072 and generation_plant_cost_scenario_id=1;
INSERT INTO switch.generation_plant_cost (generation_plant_cost_scenario_id, generation_plant_id, build_year, fixed_o_m, overnight_cost, storage_energy_capacity_cost_per_mwh) SELECT 21 AS generation_plant_cost_scenario_id, 157894 as generation_plant_id, build_year, fixed_o_m, overnight_cost, storage_energy_capacity_cost_per_mwh FROM switch.generation_plant_cost where generation_plant_id = 5000878 and generation_plant_cost_scenario_id=1;
INSERT INTO switch.generation_plant_cost (generation_plant_cost_scenario_id, generation_plant_id, build_year, fixed_o_m, overnight_cost, storage_energy_capacity_cost_per_mwh) SELECT 21 AS generation_plant_cost_scenario_id, 157895 as generation_plant_id, build_year, fixed_o_m, overnight_cost, storage_energy_capacity_cost_per_mwh FROM switch.generation_plant_cost where generation_plant_id = 5000879 and generation_plant_cost_scenario_id=1;
INSERT INTO switch.generation_plant_cost (generation_plant_cost_scenario_id, generation_plant_id, build_year, fixed_o_m, overnight_cost, storage_energy_capacity_cost_per_mwh) SELECT 21 AS generation_plant_cost_scenario_id, 158000 as generation_plant_id, build_year, fixed_o_m, overnight_cost, storage_energy_capacity_cost_per_mwh FROM switch.generation_plant_cost where generation_plant_id = 1157631073 and generation_plant_cost_scenario_id=1;
INSERT INTO switch.generation_plant_cost (generation_plant_cost_scenario_id, generation_plant_id, build_year, fixed_o_m, overnight_cost, storage_energy_capacity_cost_per_mwh) SELECT 21 AS generation_plant_cost_scenario_id, 157896 as generation_plant_id, build_year, fixed_o_m, overnight_cost, storage_energy_capacity_cost_per_mwh FROM switch.generation_plant_cost where generation_plant_id = 5000880 and generation_plant_cost_scenario_id=1;
INSERT INTO switch.generation_plant_cost (generation_plant_cost_scenario_id, generation_plant_id, build_year, fixed_o_m, overnight_cost, storage_energy_capacity_cost_per_mwh) SELECT 21 AS generation_plant_cost_scenario_id, 157897 as generation_plant_id, build_year, fixed_o_m, overnight_cost, storage_energy_capacity_cost_per_mwh FROM switch.generation_plant_cost where generation_plant_id = 5000881 and generation_plant_cost_scenario_id=1;
INSERT INTO switch.generation_plant_cost (generation_plant_cost_scenario_id, generation_plant_id, build_year, fixed_o_m, overnight_cost, storage_energy_capacity_cost_per_mwh) SELECT 21 AS generation_plant_cost_scenario_id, 157983 as generation_plant_id, build_year, fixed_o_m, overnight_cost, storage_energy_capacity_cost_per_mwh FROM switch.generation_plant_cost where generation_plant_id = 1157631056 and generation_plant_cost_scenario_id=1;
INSERT INTO switch.generation_plant_cost (generation_plant_cost_scenario_id, generation_plant_id, build_year, fixed_o_m, overnight_cost, storage_energy_capacity_cost_per_mwh) SELECT 21 AS generation_plant_cost_scenario_id, 157990 as generation_plant_id, build_year, fixed_o_m, overnight_cost, storage_energy_capacity_cost_per_mwh FROM switch.generation_plant_cost where generation_plant_id = 1157631063 and generation_plant_cost_scenario_id=1;
INSERT INTO switch.generation_plant_cost (generation_plant_cost_scenario_id, generation_plant_id, build_year, fixed_o_m, overnight_cost, storage_energy_capacity_cost_per_mwh) SELECT 21 AS generation_plant_cost_scenario_id, 157898 as generation_plant_id, build_year, fixed_o_m, overnight_cost, storage_energy_capacity_cost_per_mwh FROM switch.generation_plant_cost where generation_plant_id = 5000882 and generation_plant_cost_scenario_id=1;
INSERT INTO switch.generation_plant_cost (generation_plant_cost_scenario_id, generation_plant_id, build_year, fixed_o_m, overnight_cost, storage_energy_capacity_cost_per_mwh) SELECT 21 AS generation_plant_cost_scenario_id, 157899 as generation_plant_id, build_year, fixed_o_m, overnight_cost, storage_energy_capacity_cost_per_mwh FROM switch.generation_plant_cost where generation_plant_id = 5000883 and generation_plant_cost_scenario_id=1;
INSERT INTO switch.generation_plant_cost (generation_plant_cost_scenario_id, generation_plant_id, build_year, fixed_o_m, overnight_cost, storage_energy_capacity_cost_per_mwh) SELECT 21 AS generation_plant_cost_scenario_id, 157900 as generation_plant_id, build_year, fixed_o_m, overnight_cost, storage_energy_capacity_cost_per_mwh FROM switch.generation_plant_cost where generation_plant_id = 5000884 and generation_plant_cost_scenario_id=1;
INSERT INTO switch.generation_plant_cost (generation_plant_cost_scenario_id, generation_plant_id, build_year, fixed_o_m, overnight_cost, storage_energy_capacity_cost_per_mwh) SELECT 21 AS generation_plant_cost_scenario_id, 157943 as generation_plant_id, build_year, fixed_o_m, overnight_cost, storage_energy_capacity_cost_per_mwh FROM switch.generation_plant_cost where generation_plant_id = 1157631016 and generation_plant_cost_scenario_id=1;
INSERT INTO switch.generation_plant_cost (generation_plant_cost_scenario_id, generation_plant_id, build_year, fixed_o_m, overnight_cost, storage_energy_capacity_cost_per_mwh) SELECT 21 AS generation_plant_cost_scenario_id, 157947 as generation_plant_id, build_year, fixed_o_m, overnight_cost, storage_energy_capacity_cost_per_mwh FROM switch.generation_plant_cost where generation_plant_id = 1157631020 and generation_plant_cost_scenario_id=1;
INSERT INTO switch.generation_plant_cost (generation_plant_cost_scenario_id, generation_plant_id, build_year, fixed_o_m, overnight_cost, storage_energy_capacity_cost_per_mwh) SELECT 21 AS generation_plant_cost_scenario_id, 157988 as generation_plant_id, build_year, fixed_o_m, overnight_cost, storage_energy_capacity_cost_per_mwh FROM switch.generation_plant_cost where generation_plant_id = 1157631061 and generation_plant_cost_scenario_id=1;
INSERT INTO switch.generation_plant_cost (generation_plant_cost_scenario_id, generation_plant_id, build_year, fixed_o_m, overnight_cost, storage_energy_capacity_cost_per_mwh) SELECT 21 AS generation_plant_cost_scenario_id, 157901 as generation_plant_id, build_year, fixed_o_m, overnight_cost, storage_energy_capacity_cost_per_mwh FROM switch.generation_plant_cost where generation_plant_id = 5000885 and generation_plant_cost_scenario_id=1;
INSERT INTO switch.generation_plant_cost (generation_plant_cost_scenario_id, generation_plant_id, build_year, fixed_o_m, overnight_cost, storage_energy_capacity_cost_per_mwh) SELECT 21 AS generation_plant_cost_scenario_id, 157838 as generation_plant_id, build_year, fixed_o_m, overnight_cost, storage_energy_capacity_cost_per_mwh FROM switch.generation_plant_cost where generation_plant_id = 5000822 and generation_plant_cost_scenario_id=1;
INSERT INTO switch.generation_plant_cost (generation_plant_cost_scenario_id, generation_plant_id, build_year, fixed_o_m, overnight_cost, storage_energy_capacity_cost_per_mwh) SELECT 21 AS generation_plant_cost_scenario_id, 157987 as generation_plant_id, build_year, fixed_o_m, overnight_cost, storage_energy_capacity_cost_per_mwh FROM switch.generation_plant_cost where generation_plant_id = 1157631060 and generation_plant_cost_scenario_id=1;
INSERT INTO switch.generation_plant_cost (generation_plant_cost_scenario_id, generation_plant_id, build_year, fixed_o_m, overnight_cost, storage_energy_capacity_cost_per_mwh) SELECT 21 AS generation_plant_cost_scenario_id, 157985 as generation_plant_id, build_year, fixed_o_m, overnight_cost, storage_energy_capacity_cost_per_mwh FROM switch.generation_plant_cost where generation_plant_id = 1157631058 and generation_plant_cost_scenario_id=1;
INSERT INTO switch.generation_plant_cost (generation_plant_cost_scenario_id, generation_plant_id, build_year, fixed_o_m, overnight_cost, storage_energy_capacity_cost_per_mwh) SELECT 21 AS generation_plant_cost_scenario_id, 158052 as generation_plant_id, build_year, fixed_o_m, overnight_cost, storage_energy_capacity_cost_per_mwh FROM switch.generation_plant_cost where generation_plant_id = 1157631125 and generation_plant_cost_scenario_id=1;
INSERT INTO switch.generation_plant_cost (generation_plant_cost_scenario_id, generation_plant_id, build_year, fixed_o_m, overnight_cost, storage_energy_capacity_cost_per_mwh) SELECT 21 AS generation_plant_cost_scenario_id, 158053 as generation_plant_id, build_year, fixed_o_m, overnight_cost, storage_energy_capacity_cost_per_mwh FROM switch.generation_plant_cost where generation_plant_id = 1157631126 and generation_plant_cost_scenario_id=1;
INSERT INTO switch.generation_plant_cost (generation_plant_cost_scenario_id, generation_plant_id, build_year, fixed_o_m, overnight_cost, storage_energy_capacity_cost_per_mwh) SELECT 21 AS generation_plant_cost_scenario_id, 158005 as generation_plant_id, build_year, fixed_o_m, overnight_cost, storage_energy_capacity_cost_per_mwh FROM switch.generation_plant_cost where generation_plant_id = 1157631078 and generation_plant_cost_scenario_id=1;
INSERT INTO switch.generation_plant_cost (generation_plant_cost_scenario_id, generation_plant_id, build_year, fixed_o_m, overnight_cost, storage_energy_capacity_cost_per_mwh) SELECT 21 AS generation_plant_cost_scenario_id, 158003 as generation_plant_id, build_year, fixed_o_m, overnight_cost, storage_energy_capacity_cost_per_mwh FROM switch.generation_plant_cost where generation_plant_id = 1157631076 and generation_plant_cost_scenario_id=1;
INSERT INTO switch.generation_plant_cost (generation_plant_cost_scenario_id, generation_plant_id, build_year, fixed_o_m, overnight_cost, storage_energy_capacity_cost_per_mwh) SELECT 21 AS generation_plant_cost_scenario_id, 157984 as generation_plant_id, build_year, fixed_o_m, overnight_cost, storage_energy_capacity_cost_per_mwh FROM switch.generation_plant_cost where generation_plant_id = 1157631057 and generation_plant_cost_scenario_id=1;
INSERT INTO switch.generation_plant_cost (generation_plant_cost_scenario_id, generation_plant_id, build_year, fixed_o_m, overnight_cost, storage_energy_capacity_cost_per_mwh) SELECT 21 AS generation_plant_cost_scenario_id, 157902 as generation_plant_id, build_year, fixed_o_m, overnight_cost, storage_energy_capacity_cost_per_mwh FROM switch.generation_plant_cost where generation_plant_id = 5000886 and generation_plant_cost_scenario_id=1;
INSERT INTO switch.generation_plant_cost (generation_plant_cost_scenario_id, generation_plant_id, build_year, fixed_o_m, overnight_cost, storage_energy_capacity_cost_per_mwh) SELECT 21 AS generation_plant_cost_scenario_id, 157903 as generation_plant_id, build_year, fixed_o_m, overnight_cost, storage_energy_capacity_cost_per_mwh FROM switch.generation_plant_cost where generation_plant_id = 5000887 and generation_plant_cost_scenario_id=1;
INSERT INTO switch.generation_plant_cost (generation_plant_cost_scenario_id, generation_plant_id, build_year, fixed_o_m, overnight_cost, storage_energy_capacity_cost_per_mwh) SELECT 21 AS generation_plant_cost_scenario_id, 157955 as generation_plant_id, build_year, fixed_o_m, overnight_cost, storage_energy_capacity_cost_per_mwh FROM switch.generation_plant_cost where generation_plant_id = 1157631028 and generation_plant_cost_scenario_id=1;
INSERT INTO switch.generation_plant_cost (generation_plant_cost_scenario_id, generation_plant_id, build_year, fixed_o_m, overnight_cost, storage_energy_capacity_cost_per_mwh) SELECT 21 AS generation_plant_cost_scenario_id, 157839 as generation_plant_id, build_year, fixed_o_m, overnight_cost, storage_energy_capacity_cost_per_mwh FROM switch.generation_plant_cost where generation_plant_id = 5000823 and generation_plant_cost_scenario_id=1;
INSERT INTO switch.generation_plant_cost (generation_plant_cost_scenario_id, generation_plant_id, build_year, fixed_o_m, overnight_cost, storage_energy_capacity_cost_per_mwh) SELECT 21 AS generation_plant_cost_scenario_id, 157904 as generation_plant_id, build_year, fixed_o_m, overnight_cost, storage_energy_capacity_cost_per_mwh FROM switch.generation_plant_cost where generation_plant_id = 5000888 and generation_plant_cost_scenario_id=1;
INSERT INTO switch.generation_plant_cost (generation_plant_cost_scenario_id, generation_plant_id, build_year, fixed_o_m, overnight_cost, storage_energy_capacity_cost_per_mwh) SELECT 21 AS generation_plant_cost_scenario_id, 158023 as generation_plant_id, build_year, fixed_o_m, overnight_cost, storage_energy_capacity_cost_per_mwh FROM switch.generation_plant_cost where generation_plant_id = 1157631096 and generation_plant_cost_scenario_id=1;
INSERT INTO switch.generation_plant_cost (generation_plant_cost_scenario_id, generation_plant_id, build_year, fixed_o_m, overnight_cost, storage_energy_capacity_cost_per_mwh) SELECT 21 AS generation_plant_cost_scenario_id, 157989 as generation_plant_id, build_year, fixed_o_m, overnight_cost, storage_energy_capacity_cost_per_mwh FROM switch.generation_plant_cost where generation_plant_id = 1157631062 and generation_plant_cost_scenario_id=1;
INSERT INTO switch.generation_plant_cost (generation_plant_cost_scenario_id, generation_plant_id, build_year, fixed_o_m, overnight_cost, storage_energy_capacity_cost_per_mwh) SELECT 21 AS generation_plant_cost_scenario_id, 157905 as generation_plant_id, build_year, fixed_o_m, overnight_cost, storage_energy_capacity_cost_per_mwh FROM switch.generation_plant_cost where generation_plant_id = 5000889 and generation_plant_cost_scenario_id=1;
INSERT INTO switch.generation_plant_cost (generation_plant_cost_scenario_id, generation_plant_id, build_year, fixed_o_m, overnight_cost, storage_energy_capacity_cost_per_mwh) SELECT 21 AS generation_plant_cost_scenario_id, 157906 as generation_plant_id, build_year, fixed_o_m, overnight_cost, storage_energy_capacity_cost_per_mwh FROM switch.generation_plant_cost where generation_plant_id = 5000890 and generation_plant_cost_scenario_id=1;
INSERT INTO switch.generation_plant_cost (generation_plant_cost_scenario_id, generation_plant_id, build_year, fixed_o_m, overnight_cost, storage_energy_capacity_cost_per_mwh) SELECT 21 AS generation_plant_cost_scenario_id, 157907 as generation_plant_id, build_year, fixed_o_m, overnight_cost, storage_energy_capacity_cost_per_mwh FROM switch.generation_plant_cost where generation_plant_id = 5000891 and generation_plant_cost_scenario_id=1;
INSERT INTO switch.generation_plant_cost (generation_plant_cost_scenario_id, generation_plant_id, build_year, fixed_o_m, overnight_cost, storage_energy_capacity_cost_per_mwh) SELECT 21 AS generation_plant_cost_scenario_id, 157908 as generation_plant_id, build_year, fixed_o_m, overnight_cost, storage_energy_capacity_cost_per_mwh FROM switch.generation_plant_cost where generation_plant_id = 5000892 and generation_plant_cost_scenario_id=1;
INSERT INTO switch.generation_plant_cost (generation_plant_cost_scenario_id, generation_plant_id, build_year, fixed_o_m, overnight_cost, storage_energy_capacity_cost_per_mwh) SELECT 21 AS generation_plant_cost_scenario_id, 158011 as generation_plant_id, build_year, fixed_o_m, overnight_cost, storage_energy_capacity_cost_per_mwh FROM switch.generation_plant_cost where generation_plant_id = 1157631084 and generation_plant_cost_scenario_id=1;
INSERT INTO switch.generation_plant_cost (generation_plant_cost_scenario_id, generation_plant_id, build_year, fixed_o_m, overnight_cost, storage_energy_capacity_cost_per_mwh) SELECT 21 AS generation_plant_cost_scenario_id, 158013 as generation_plant_id, build_year, fixed_o_m, overnight_cost, storage_energy_capacity_cost_per_mwh FROM switch.generation_plant_cost where generation_plant_id = 1157631086 and generation_plant_cost_scenario_id=1;
INSERT INTO switch.generation_plant_cost (generation_plant_cost_scenario_id, generation_plant_id, build_year, fixed_o_m, overnight_cost, storage_energy_capacity_cost_per_mwh) SELECT 21 AS generation_plant_cost_scenario_id, 157840 as generation_plant_id, build_year, fixed_o_m, overnight_cost, storage_energy_capacity_cost_per_mwh FROM switch.generation_plant_cost where generation_plant_id = 5000824 and generation_plant_cost_scenario_id=1;
INSERT INTO switch.generation_plant_cost (generation_plant_cost_scenario_id, generation_plant_id, build_year, fixed_o_m, overnight_cost, storage_energy_capacity_cost_per_mwh) SELECT 21 AS generation_plant_cost_scenario_id, 158012 as generation_plant_id, build_year, fixed_o_m, overnight_cost, storage_energy_capacity_cost_per_mwh FROM switch.generation_plant_cost where generation_plant_id = 1157631085 and generation_plant_cost_scenario_id=1;
INSERT INTO switch.generation_plant_cost (generation_plant_cost_scenario_id, generation_plant_id, build_year, fixed_o_m, overnight_cost, storage_energy_capacity_cost_per_mwh) SELECT 21 AS generation_plant_cost_scenario_id, 157909 as generation_plant_id, build_year, fixed_o_m, overnight_cost, storage_energy_capacity_cost_per_mwh FROM switch.generation_plant_cost where generation_plant_id = 5000893 and generation_plant_cost_scenario_id=1;
INSERT INTO switch.generation_plant_cost (generation_plant_cost_scenario_id, generation_plant_id, build_year, fixed_o_m, overnight_cost, storage_energy_capacity_cost_per_mwh) SELECT 21 AS generation_plant_cost_scenario_id, 158002 as generation_plant_id, build_year, fixed_o_m, overnight_cost, storage_energy_capacity_cost_per_mwh FROM switch.generation_plant_cost where generation_plant_id = 1157631075 and generation_plant_cost_scenario_id=1;
INSERT INTO switch.generation_plant_cost (generation_plant_cost_scenario_id, generation_plant_id, build_year, fixed_o_m, overnight_cost, storage_energy_capacity_cost_per_mwh) SELECT 21 AS generation_plant_cost_scenario_id, 157841 as generation_plant_id, build_year, fixed_o_m, overnight_cost, storage_energy_capacity_cost_per_mwh FROM switch.generation_plant_cost where generation_plant_id = 5000825 and generation_plant_cost_scenario_id=1;
INSERT INTO switch.generation_plant_cost (generation_plant_cost_scenario_id, generation_plant_id, build_year, fixed_o_m, overnight_cost, storage_energy_capacity_cost_per_mwh) SELECT 21 AS generation_plant_cost_scenario_id, 157997 as generation_plant_id, build_year, fixed_o_m, overnight_cost, storage_energy_capacity_cost_per_mwh FROM switch.generation_plant_cost where generation_plant_id = 1157631070 and generation_plant_cost_scenario_id=1;
INSERT INTO switch.generation_plant_cost (generation_plant_cost_scenario_id, generation_plant_id, build_year, fixed_o_m, overnight_cost, storage_energy_capacity_cost_per_mwh) SELECT 21 AS generation_plant_cost_scenario_id, 158004 as generation_plant_id, build_year, fixed_o_m, overnight_cost, storage_energy_capacity_cost_per_mwh FROM switch.generation_plant_cost where generation_plant_id = 1157631077 and generation_plant_cost_scenario_id=1;
INSERT INTO switch.generation_plant_cost (generation_plant_cost_scenario_id, generation_plant_id, build_year, fixed_o_m, overnight_cost, storage_energy_capacity_cost_per_mwh) SELECT 21 AS generation_plant_cost_scenario_id, 157910 as generation_plant_id, build_year, fixed_o_m, overnight_cost, storage_energy_capacity_cost_per_mwh FROM switch.generation_plant_cost where generation_plant_id = 5000894 and generation_plant_cost_scenario_id=1;
INSERT INTO switch.generation_plant_cost (generation_plant_cost_scenario_id, generation_plant_id, build_year, fixed_o_m, overnight_cost, storage_energy_capacity_cost_per_mwh) SELECT 21 AS generation_plant_cost_scenario_id, 157911 as generation_plant_id, build_year, fixed_o_m, overnight_cost, storage_energy_capacity_cost_per_mwh FROM switch.generation_plant_cost where generation_plant_id = 5000895 and generation_plant_cost_scenario_id=1;
INSERT INTO switch.generation_plant_cost (generation_plant_cost_scenario_id, generation_plant_id, build_year, fixed_o_m, overnight_cost, storage_energy_capacity_cost_per_mwh) SELECT 21 AS generation_plant_cost_scenario_id, 157922 as generation_plant_id, build_year, fixed_o_m, overnight_cost, storage_energy_capacity_cost_per_mwh FROM switch.generation_plant_cost where generation_plant_id = 5000906 and generation_plant_cost_scenario_id=1;
INSERT INTO switch.generation_plant_cost (generation_plant_cost_scenario_id, generation_plant_id, build_year, fixed_o_m, overnight_cost, storage_energy_capacity_cost_per_mwh) SELECT 21 AS generation_plant_cost_scenario_id, 157982 as generation_plant_id, build_year, fixed_o_m, overnight_cost, storage_energy_capacity_cost_per_mwh FROM switch.generation_plant_cost where generation_plant_id = 1157631055 and generation_plant_cost_scenario_id=1;
INSERT INTO switch.generation_plant_cost (generation_plant_cost_scenario_id, generation_plant_id, build_year, fixed_o_m, overnight_cost, storage_energy_capacity_cost_per_mwh) SELECT 21 AS generation_plant_cost_scenario_id, 157981 as generation_plant_id, build_year, fixed_o_m, overnight_cost, storage_energy_capacity_cost_per_mwh FROM switch.generation_plant_cost where generation_plant_id = 1157631054 and generation_plant_cost_scenario_id=1;
INSERT INTO switch.generation_plant_cost (generation_plant_cost_scenario_id, generation_plant_id, build_year, fixed_o_m, overnight_cost, storage_energy_capacity_cost_per_mwh) SELECT 21 AS generation_plant_cost_scenario_id, 157980 as generation_plant_id, build_year, fixed_o_m, overnight_cost, storage_energy_capacity_cost_per_mwh FROM switch.generation_plant_cost where generation_plant_id = 1157631053 and generation_plant_cost_scenario_id=1;
INSERT INTO switch.generation_plant_cost (generation_plant_cost_scenario_id, generation_plant_id, build_year, fixed_o_m, overnight_cost, storage_energy_capacity_cost_per_mwh) SELECT 21 AS generation_plant_cost_scenario_id, 157942 as generation_plant_id, build_year, fixed_o_m, overnight_cost, storage_energy_capacity_cost_per_mwh FROM switch.generation_plant_cost where generation_plant_id = 1157631015 and generation_plant_cost_scenario_id=1;
INSERT INTO switch.generation_plant_cost (generation_plant_cost_scenario_id, generation_plant_id, build_year, fixed_o_m, overnight_cost, storage_energy_capacity_cost_per_mwh) SELECT 21 AS generation_plant_cost_scenario_id, 157912 as generation_plant_id, build_year, fixed_o_m, overnight_cost, storage_energy_capacity_cost_per_mwh FROM switch.generation_plant_cost where generation_plant_id = 5000896 and generation_plant_cost_scenario_id=1;
INSERT INTO switch.generation_plant_cost (generation_plant_cost_scenario_id, generation_plant_id, build_year, fixed_o_m, overnight_cost, storage_energy_capacity_cost_per_mwh) SELECT 21 AS generation_plant_cost_scenario_id, 157913 as generation_plant_id, build_year, fixed_o_m, overnight_cost, storage_energy_capacity_cost_per_mwh FROM switch.generation_plant_cost where generation_plant_id = 5000897 and generation_plant_cost_scenario_id=1;
INSERT INTO switch.generation_plant_cost (generation_plant_cost_scenario_id, generation_plant_id, build_year, fixed_o_m, overnight_cost, storage_energy_capacity_cost_per_mwh) SELECT 21 AS generation_plant_cost_scenario_id, 157914 as generation_plant_id, build_year, fixed_o_m, overnight_cost, storage_energy_capacity_cost_per_mwh FROM switch.generation_plant_cost where generation_plant_id = 5000898 and generation_plant_cost_scenario_id=1;
INSERT INTO switch.generation_plant_cost (generation_plant_cost_scenario_id, generation_plant_id, build_year, fixed_o_m, overnight_cost, storage_energy_capacity_cost_per_mwh) SELECT 21 AS generation_plant_cost_scenario_id, 157915 as generation_plant_id, build_year, fixed_o_m, overnight_cost, storage_energy_capacity_cost_per_mwh FROM switch.generation_plant_cost where generation_plant_id = 5000899 and generation_plant_cost_scenario_id=1;
INSERT INTO switch.generation_plant_cost (generation_plant_cost_scenario_id, generation_plant_id, build_year, fixed_o_m, overnight_cost, storage_energy_capacity_cost_per_mwh) SELECT 21 AS generation_plant_cost_scenario_id, 157916 as generation_plant_id, build_year, fixed_o_m, overnight_cost, storage_energy_capacity_cost_per_mwh FROM switch.generation_plant_cost where generation_plant_id = 5000900 and generation_plant_cost_scenario_id=1;
INSERT INTO switch.generation_plant_cost (generation_plant_cost_scenario_id, generation_plant_id, build_year, fixed_o_m, overnight_cost, storage_energy_capacity_cost_per_mwh) SELECT 21 AS generation_plant_cost_scenario_id, 157974 as generation_plant_id, build_year, fixed_o_m, overnight_cost, storage_energy_capacity_cost_per_mwh FROM switch.generation_plant_cost where generation_plant_id = 1157631047 and generation_plant_cost_scenario_id=1;
INSERT INTO switch.generation_plant_cost (generation_plant_cost_scenario_id, generation_plant_id, build_year, fixed_o_m, overnight_cost, storage_energy_capacity_cost_per_mwh) SELECT 21 AS generation_plant_cost_scenario_id, 157976 as generation_plant_id, build_year, fixed_o_m, overnight_cost, storage_energy_capacity_cost_per_mwh FROM switch.generation_plant_cost where generation_plant_id = 1157631049 and generation_plant_cost_scenario_id=1;
INSERT INTO switch.generation_plant_cost (generation_plant_cost_scenario_id, generation_plant_id, build_year, fixed_o_m, overnight_cost, storage_energy_capacity_cost_per_mwh) SELECT 21 AS generation_plant_cost_scenario_id, 157917 as generation_plant_id, build_year, fixed_o_m, overnight_cost, storage_energy_capacity_cost_per_mwh FROM switch.generation_plant_cost where generation_plant_id = 5000901 and generation_plant_cost_scenario_id=1;
INSERT INTO switch.generation_plant_cost (generation_plant_cost_scenario_id, generation_plant_id, build_year, fixed_o_m, overnight_cost, storage_energy_capacity_cost_per_mwh) SELECT 21 AS generation_plant_cost_scenario_id, 157918 as generation_plant_id, build_year, fixed_o_m, overnight_cost, storage_energy_capacity_cost_per_mwh FROM switch.generation_plant_cost where generation_plant_id = 5000902 and generation_plant_cost_scenario_id=1;
INSERT INTO switch.generation_plant_cost (generation_plant_cost_scenario_id, generation_plant_id, build_year, fixed_o_m, overnight_cost, storage_energy_capacity_cost_per_mwh) SELECT 21 AS generation_plant_cost_scenario_id, 157919 as generation_plant_id, build_year, fixed_o_m, overnight_cost, storage_energy_capacity_cost_per_mwh FROM switch.generation_plant_cost where generation_plant_id = 5000903 and generation_plant_cost_scenario_id=1;
INSERT INTO switch.generation_plant_cost (generation_plant_cost_scenario_id, generation_plant_id, build_year, fixed_o_m, overnight_cost, storage_energy_capacity_cost_per_mwh) SELECT 21 AS generation_plant_cost_scenario_id, 157920 as generation_plant_id, build_year, fixed_o_m, overnight_cost, storage_energy_capacity_cost_per_mwh FROM switch.generation_plant_cost where generation_plant_id = 5000904 and generation_plant_cost_scenario_id=1;
INSERT INTO switch.generation_plant_cost (generation_plant_cost_scenario_id, generation_plant_id, build_year, fixed_o_m, overnight_cost, storage_energy_capacity_cost_per_mwh) SELECT 21 AS generation_plant_cost_scenario_id, 157921 as generation_plant_id, build_year, fixed_o_m, overnight_cost, storage_energy_capacity_cost_per_mwh FROM switch.generation_plant_cost where generation_plant_id = 5000905 and generation_plant_cost_scenario_id=1;
INSERT INTO switch.generation_plant_cost (generation_plant_cost_scenario_id, generation_plant_id, build_year, fixed_o_m, overnight_cost, storage_energy_capacity_cost_per_mwh) SELECT 21 AS generation_plant_cost_scenario_id, 157842 as generation_plant_id, build_year, fixed_o_m, overnight_cost, storage_energy_capacity_cost_per_mwh FROM switch.generation_plant_cost where generation_plant_id = 5000826 and generation_plant_cost_scenario_id=1;
INSERT INTO switch.generation_plant_cost (generation_plant_cost_scenario_id, generation_plant_id, build_year, fixed_o_m, overnight_cost, storage_energy_capacity_cost_per_mwh) SELECT 21 AS generation_plant_cost_scenario_id, 157924 as generation_plant_id, build_year, fixed_o_m, overnight_cost, storage_energy_capacity_cost_per_mwh FROM switch.generation_plant_cost where generation_plant_id = 5000908 and generation_plant_cost_scenario_id=1;
INSERT INTO switch.generation_plant_cost (generation_plant_cost_scenario_id, generation_plant_id, build_year, fixed_o_m, overnight_cost, storage_energy_capacity_cost_per_mwh) SELECT 21 AS generation_plant_cost_scenario_id, 157923 as generation_plant_id, build_year, fixed_o_m, overnight_cost, storage_energy_capacity_cost_per_mwh FROM switch.generation_plant_cost where generation_plant_id = 5000907 and generation_plant_cost_scenario_id=1;
INSERT INTO switch.generation_plant_cost (generation_plant_cost_scenario_id, generation_plant_id, build_year, fixed_o_m, overnight_cost, storage_energy_capacity_cost_per_mwh) SELECT 21 AS generation_plant_cost_scenario_id, 157925 as generation_plant_id, build_year, fixed_o_m, overnight_cost, storage_energy_capacity_cost_per_mwh FROM switch.generation_plant_cost where generation_plant_id = 5000909 and generation_plant_cost_scenario_id=1;
INSERT INTO switch.generation_plant_cost (generation_plant_cost_scenario_id, generation_plant_id, build_year, fixed_o_m, overnight_cost, storage_energy_capacity_cost_per_mwh) SELECT 21 AS generation_plant_cost_scenario_id, 157926 as generation_plant_id, build_year, fixed_o_m, overnight_cost, storage_energy_capacity_cost_per_mwh FROM switch.generation_plant_cost where generation_plant_id = 5000910 and generation_plant_cost_scenario_id=1;
INSERT INTO switch.generation_plant_cost (generation_plant_cost_scenario_id, generation_plant_id, build_year, fixed_o_m, overnight_cost, storage_energy_capacity_cost_per_mwh) SELECT 21 AS generation_plant_cost_scenario_id, 158017 as generation_plant_id, build_year, fixed_o_m, overnight_cost, storage_energy_capacity_cost_per_mwh FROM switch.generation_plant_cost where generation_plant_id = 1157631090 and generation_plant_cost_scenario_id=1;
INSERT INTO switch.generation_plant_cost (generation_plant_cost_scenario_id, generation_plant_id, build_year, fixed_o_m, overnight_cost, storage_energy_capacity_cost_per_mwh) SELECT 21 AS generation_plant_cost_scenario_id, 158016 as generation_plant_id, build_year, fixed_o_m, overnight_cost, storage_energy_capacity_cost_per_mwh FROM switch.generation_plant_cost where generation_plant_id = 1157631089 and generation_plant_cost_scenario_id=1;
INSERT INTO switch.generation_plant_cost (generation_plant_cost_scenario_id, generation_plant_id, build_year, fixed_o_m, overnight_cost, storage_energy_capacity_cost_per_mwh) SELECT 21 AS generation_plant_cost_scenario_id, 158015 as generation_plant_id, build_year, fixed_o_m, overnight_cost, storage_energy_capacity_cost_per_mwh FROM switch.generation_plant_cost where generation_plant_id = 1157631088 and generation_plant_cost_scenario_id=1;
INSERT INTO switch.generation_plant_cost (generation_plant_cost_scenario_id, generation_plant_id, build_year, fixed_o_m, overnight_cost, storage_energy_capacity_cost_per_mwh) SELECT 21 AS generation_plant_cost_scenario_id, 157975 as generation_plant_id, build_year, fixed_o_m, overnight_cost, storage_energy_capacity_cost_per_mwh FROM switch.generation_plant_cost where generation_plant_id = 1157631048 and generation_plant_cost_scenario_id=1;
INSERT INTO switch.generation_plant_cost (generation_plant_cost_scenario_id, generation_plant_id, build_year, fixed_o_m, overnight_cost, storage_energy_capacity_cost_per_mwh) SELECT 21 AS generation_plant_cost_scenario_id, 157977 as generation_plant_id, build_year, fixed_o_m, overnight_cost, storage_energy_capacity_cost_per_mwh FROM switch.generation_plant_cost where generation_plant_id = 1157631050 and generation_plant_cost_scenario_id=1;
INSERT INTO switch.generation_plant_cost (generation_plant_cost_scenario_id, generation_plant_id, build_year, fixed_o_m, overnight_cost, storage_energy_capacity_cost_per_mwh) SELECT 21 AS generation_plant_cost_scenario_id, 157963 as generation_plant_id, build_year, fixed_o_m, overnight_cost, storage_energy_capacity_cost_per_mwh FROM switch.generation_plant_cost where generation_plant_id = 1157631036 and generation_plant_cost_scenario_id=1;
INSERT INTO switch.generation_plant_cost (generation_plant_cost_scenario_id, generation_plant_id, build_year, fixed_o_m, overnight_cost, storage_energy_capacity_cost_per_mwh) SELECT 21 AS generation_plant_cost_scenario_id, 157964 as generation_plant_id, build_year, fixed_o_m, overnight_cost, storage_energy_capacity_cost_per_mwh FROM switch.generation_plant_cost where generation_plant_id = 1157631037 and generation_plant_cost_scenario_id=1;
INSERT INTO switch.generation_plant_cost (generation_plant_cost_scenario_id, generation_plant_id, build_year, fixed_o_m, overnight_cost, storage_energy_capacity_cost_per_mwh) SELECT 21 AS generation_plant_cost_scenario_id, 157965 as generation_plant_id, build_year, fixed_o_m, overnight_cost, storage_energy_capacity_cost_per_mwh FROM switch.generation_plant_cost where generation_plant_id = 1157631038 and generation_plant_cost_scenario_id=1;
INSERT INTO switch.generation_plant_cost (generation_plant_cost_scenario_id, generation_plant_id, build_year, fixed_o_m, overnight_cost, storage_energy_capacity_cost_per_mwh) SELECT 21 AS generation_plant_cost_scenario_id, 157966 as generation_plant_id, build_year, fixed_o_m, overnight_cost, storage_energy_capacity_cost_per_mwh FROM switch.generation_plant_cost where generation_plant_id = 1157631039 and generation_plant_cost_scenario_id=1;
INSERT INTO switch.generation_plant_cost (generation_plant_cost_scenario_id, generation_plant_id, build_year, fixed_o_m, overnight_cost, storage_energy_capacity_cost_per_mwh) SELECT 21 AS generation_plant_cost_scenario_id, 158043 as generation_plant_id, build_year, fixed_o_m, overnight_cost, storage_energy_capacity_cost_per_mwh FROM switch.generation_plant_cost where generation_plant_id = 1157631116 and generation_plant_cost_scenario_id=1;
INSERT INTO switch.generation_plant_cost (generation_plant_cost_scenario_id, generation_plant_id, build_year, fixed_o_m, overnight_cost, storage_energy_capacity_cost_per_mwh) SELECT 21 AS generation_plant_cost_scenario_id, 158040 as generation_plant_id, build_year, fixed_o_m, overnight_cost, storage_energy_capacity_cost_per_mwh FROM switch.generation_plant_cost where generation_plant_id = 1157631113 and generation_plant_cost_scenario_id=1;
INSERT INTO switch.generation_plant_cost (generation_plant_cost_scenario_id, generation_plant_id, build_year, fixed_o_m, overnight_cost, storage_energy_capacity_cost_per_mwh) SELECT 21 AS generation_plant_cost_scenario_id, 157843 as generation_plant_id, build_year, fixed_o_m, overnight_cost, storage_energy_capacity_cost_per_mwh FROM switch.generation_plant_cost where generation_plant_id = 5000827 and generation_plant_cost_scenario_id=1;
INSERT INTO switch.generation_plant_cost (generation_plant_cost_scenario_id, generation_plant_id, build_year, fixed_o_m, overnight_cost, storage_energy_capacity_cost_per_mwh) SELECT 21 AS generation_plant_cost_scenario_id, 157927 as generation_plant_id, build_year, fixed_o_m, overnight_cost, storage_energy_capacity_cost_per_mwh FROM switch.generation_plant_cost where generation_plant_id = 5000911 and generation_plant_cost_scenario_id=1;
INSERT INTO switch.generation_plant_cost (generation_plant_cost_scenario_id, generation_plant_id, build_year, fixed_o_m, overnight_cost, storage_energy_capacity_cost_per_mwh) SELECT 21 AS generation_plant_cost_scenario_id, 157928 as generation_plant_id, build_year, fixed_o_m, overnight_cost, storage_energy_capacity_cost_per_mwh FROM switch.generation_plant_cost where generation_plant_id = 5000912 and generation_plant_cost_scenario_id=1;
INSERT INTO switch.generation_plant_cost (generation_plant_cost_scenario_id, generation_plant_id, build_year, fixed_o_m, overnight_cost, storage_energy_capacity_cost_per_mwh) SELECT 21 AS generation_plant_cost_scenario_id, 157844 as generation_plant_id, build_year, fixed_o_m, overnight_cost, storage_energy_capacity_cost_per_mwh FROM switch.generation_plant_cost where generation_plant_id = 5000828 and generation_plant_cost_scenario_id=1;
INSERT INTO switch.generation_plant_cost (generation_plant_cost_scenario_id, generation_plant_id, build_year, fixed_o_m, overnight_cost, storage_energy_capacity_cost_per_mwh) SELECT 21 AS generation_plant_cost_scenario_id, 157929 as generation_plant_id, build_year, fixed_o_m, overnight_cost, storage_energy_capacity_cost_per_mwh FROM switch.generation_plant_cost where generation_plant_id = 5000913 and generation_plant_cost_scenario_id=1;
INSERT INTO switch.generation_plant_cost (generation_plant_cost_scenario_id, generation_plant_id, build_year, fixed_o_m, overnight_cost, storage_energy_capacity_cost_per_mwh) SELECT 21 AS generation_plant_cost_scenario_id, 157930 as generation_plant_id, build_year, fixed_o_m, overnight_cost, storage_energy_capacity_cost_per_mwh FROM switch.generation_plant_cost where generation_plant_id = 5000914 and generation_plant_cost_scenario_id=1;
INSERT INTO switch.generation_plant_cost (generation_plant_cost_scenario_id, generation_plant_id, build_year, fixed_o_m, overnight_cost, storage_energy_capacity_cost_per_mwh) SELECT 21 AS generation_plant_cost_scenario_id, 157931 as generation_plant_id, build_year, fixed_o_m, overnight_cost, storage_energy_capacity_cost_per_mwh FROM switch.generation_plant_cost where generation_plant_id = 5000915 and generation_plant_cost_scenario_id=1;
INSERT INTO switch.generation_plant_cost (generation_plant_cost_scenario_id, generation_plant_id, build_year, fixed_o_m, overnight_cost, storage_energy_capacity_cost_per_mwh) SELECT 21 AS generation_plant_cost_scenario_id, 157932 as generation_plant_id, build_year, fixed_o_m, overnight_cost, storage_energy_capacity_cost_per_mwh FROM switch.generation_plant_cost where generation_plant_id = 5000916 and generation_plant_cost_scenario_id=1;
INSERT INTO switch.generation_plant_cost (generation_plant_cost_scenario_id, generation_plant_id, build_year, fixed_o_m, overnight_cost, storage_energy_capacity_cost_per_mwh) SELECT 21 AS generation_plant_cost_scenario_id, 157933 as generation_plant_id, build_year, fixed_o_m, overnight_cost, storage_energy_capacity_cost_per_mwh FROM switch.generation_plant_cost where generation_plant_id = 5000917 and generation_plant_cost_scenario_id=1;
INSERT INTO switch.generation_plant_cost (generation_plant_cost_scenario_id, generation_plant_id, build_year, fixed_o_m, overnight_cost, storage_energy_capacity_cost_per_mwh) SELECT 21 AS generation_plant_cost_scenario_id, 157934 as generation_plant_id, build_year, fixed_o_m, overnight_cost, storage_energy_capacity_cost_per_mwh FROM switch.generation_plant_cost where generation_plant_id = 5000918 and generation_plant_cost_scenario_id=1;
INSERT INTO switch.generation_plant_cost (generation_plant_cost_scenario_id, generation_plant_id, build_year, fixed_o_m, overnight_cost, storage_energy_capacity_cost_per_mwh) SELECT 21 AS generation_plant_cost_scenario_id, 158010 as generation_plant_id, build_year, fixed_o_m, overnight_cost, storage_energy_capacity_cost_per_mwh FROM switch.generation_plant_cost where generation_plant_id = 1157631083 and generation_plant_cost_scenario_id=1;
INSERT INTO switch.generation_plant_cost (generation_plant_cost_scenario_id, generation_plant_id, build_year, fixed_o_m, overnight_cost, storage_energy_capacity_cost_per_mwh) SELECT 21 AS generation_plant_cost_scenario_id, 157952 as generation_plant_id, build_year, fixed_o_m, overnight_cost, storage_energy_capacity_cost_per_mwh FROM switch.generation_plant_cost where generation_plant_id = 1157631025 and generation_plant_cost_scenario_id=1;
INSERT INTO switch.generation_plant_cost (generation_plant_cost_scenario_id, generation_plant_id, build_year, fixed_o_m, overnight_cost, storage_energy_capacity_cost_per_mwh) SELECT 21 AS generation_plant_cost_scenario_id, 157949 as generation_plant_id, build_year, fixed_o_m, overnight_cost, storage_energy_capacity_cost_per_mwh FROM switch.generation_plant_cost where generation_plant_id = 1157631022 and generation_plant_cost_scenario_id=1;
INSERT INTO switch.generation_plant_cost (generation_plant_cost_scenario_id, generation_plant_id, build_year, fixed_o_m, overnight_cost, storage_energy_capacity_cost_per_mwh) SELECT 21 AS generation_plant_cost_scenario_id, 157962 as generation_plant_id, build_year, fixed_o_m, overnight_cost, storage_energy_capacity_cost_per_mwh FROM switch.generation_plant_cost where generation_plant_id = 1157631035 and generation_plant_cost_scenario_id=1;
INSERT INTO switch.generation_plant_cost (generation_plant_cost_scenario_id, generation_plant_id, build_year, fixed_o_m, overnight_cost, storage_energy_capacity_cost_per_mwh) SELECT 21 AS generation_plant_cost_scenario_id, 157935 as generation_plant_id, build_year, fixed_o_m, overnight_cost, storage_energy_capacity_cost_per_mwh FROM switch.generation_plant_cost where generation_plant_id = 5000919 and generation_plant_cost_scenario_id=1;
INSERT INTO switch.generation_plant_cost (generation_plant_cost_scenario_id, generation_plant_id, build_year, fixed_o_m, overnight_cost, storage_energy_capacity_cost_per_mwh) SELECT 21 AS generation_plant_cost_scenario_id, 157936 as generation_plant_id, build_year, fixed_o_m, overnight_cost, storage_energy_capacity_cost_per_mwh FROM switch.generation_plant_cost where generation_plant_id = 5000920 and generation_plant_cost_scenario_id=1;
INSERT INTO switch.generation_plant_cost (generation_plant_cost_scenario_id, generation_plant_id, build_year, fixed_o_m, overnight_cost, storage_energy_capacity_cost_per_mwh) SELECT 21 AS generation_plant_cost_scenario_id, 158007 as generation_plant_id, build_year, fixed_o_m, overnight_cost, storage_energy_capacity_cost_per_mwh FROM switch.generation_plant_cost where generation_plant_id = 1157631080 and generation_plant_cost_scenario_id=1;
INSERT INTO switch.generation_plant_cost (generation_plant_cost_scenario_id, generation_plant_id, build_year, fixed_o_m, overnight_cost, storage_energy_capacity_cost_per_mwh) SELECT 21 AS generation_plant_cost_scenario_id, 157937 as generation_plant_id, build_year, fixed_o_m, overnight_cost, storage_energy_capacity_cost_per_mwh FROM switch.generation_plant_cost where generation_plant_id = 5000921 and generation_plant_cost_scenario_id=1;
INSERT INTO switch.generation_plant_cost (generation_plant_cost_scenario_id, generation_plant_id, build_year, fixed_o_m, overnight_cost, storage_energy_capacity_cost_per_mwh) SELECT 21 AS generation_plant_cost_scenario_id, 157938 as generation_plant_id, build_year, fixed_o_m, overnight_cost, storage_energy_capacity_cost_per_mwh FROM switch.generation_plant_cost where generation_plant_id = 5000922 and generation_plant_cost_scenario_id=1;
INSERT INTO switch.generation_plant_cost (generation_plant_cost_scenario_id, generation_plant_id, build_year, fixed_o_m, overnight_cost, storage_energy_capacity_cost_per_mwh) SELECT 21 AS generation_plant_cost_scenario_id, 157845 as generation_plant_id, build_year, fixed_o_m, overnight_cost, storage_energy_capacity_cost_per_mwh FROM switch.generation_plant_cost where generation_plant_id = 5000829 and generation_plant_cost_scenario_id=1;
INSERT INTO switch.generation_plant_cost (generation_plant_cost_scenario_id, generation_plant_id, build_year, fixed_o_m, overnight_cost, storage_energy_capacity_cost_per_mwh) SELECT 21 AS generation_plant_cost_scenario_id, 158055 as generation_plant_id, build_year, fixed_o_m, overnight_cost, storage_energy_capacity_cost_per_mwh FROM switch.generation_plant_cost where generation_plant_id = 1157631128 and generation_plant_cost_scenario_id=1;
INSERT INTO switch.generation_plant_cost (generation_plant_cost_scenario_id, generation_plant_id, build_year, fixed_o_m, overnight_cost, storage_energy_capacity_cost_per_mwh) SELECT 21 AS generation_plant_cost_scenario_id, 158056 as generation_plant_id, build_year, fixed_o_m, overnight_cost, storage_energy_capacity_cost_per_mwh FROM switch.generation_plant_cost where generation_plant_id = 1157631129 and generation_plant_cost_scenario_id=1;
INSERT INTO switch.generation_plant_cost (generation_plant_cost_scenario_id, generation_plant_id, build_year, fixed_o_m, overnight_cost, storage_energy_capacity_cost_per_mwh) SELECT 21 AS generation_plant_cost_scenario_id, 157939 as generation_plant_id, build_year, fixed_o_m, overnight_cost, storage_energy_capacity_cost_per_mwh FROM switch.generation_plant_cost where generation_plant_id = 5000923 and generation_plant_cost_scenario_id=1;
INSERT INTO switch.generation_plant_cost (generation_plant_cost_scenario_id, generation_plant_id, build_year, fixed_o_m, overnight_cost, storage_energy_capacity_cost_per_mwh) SELECT 21 AS generation_plant_cost_scenario_id, 158059 as generation_plant_id, build_year, fixed_o_m, overnight_cost, storage_energy_capacity_cost_per_mwh FROM switch.generation_plant_cost where generation_plant_id = 1157631165 and generation_plant_cost_scenario_id=1;
INSERT INTO switch.generation_plant_cost (generation_plant_cost_scenario_id, generation_plant_id, build_year, fixed_o_m, overnight_cost, storage_energy_capacity_cost_per_mwh) SELECT 21 AS generation_plant_cost_scenario_id, 158068 as generation_plant_id, build_year, fixed_o_m, overnight_cost, storage_energy_capacity_cost_per_mwh FROM switch.generation_plant_cost where generation_plant_id = 1157631174 and generation_plant_cost_scenario_id=1;
INSERT INTO switch.generation_plant_cost (generation_plant_cost_scenario_id, generation_plant_id, build_year, fixed_o_m, overnight_cost, storage_energy_capacity_cost_per_mwh) SELECT 21 AS generation_plant_cost_scenario_id, 158069 as generation_plant_id, build_year, fixed_o_m, overnight_cost, storage_energy_capacity_cost_per_mwh FROM switch.generation_plant_cost where generation_plant_id = 1157631175 and generation_plant_cost_scenario_id=1;
INSERT INTO switch.generation_plant_cost (generation_plant_cost_scenario_id, generation_plant_id, build_year, fixed_o_m, overnight_cost, storage_energy_capacity_cost_per_mwh) SELECT 21 AS generation_plant_cost_scenario_id, 158070 as generation_plant_id, build_year, fixed_o_m, overnight_cost, storage_energy_capacity_cost_per_mwh FROM switch.generation_plant_cost where generation_plant_id = 1157631176 and generation_plant_cost_scenario_id=1;
INSERT INTO switch.generation_plant_cost (generation_plant_cost_scenario_id, generation_plant_id, build_year, fixed_o_m, overnight_cost, storage_energy_capacity_cost_per_mwh) SELECT 21 AS generation_plant_cost_scenario_id, 158071 as generation_plant_id, build_year, fixed_o_m, overnight_cost, storage_energy_capacity_cost_per_mwh FROM switch.generation_plant_cost where generation_plant_id = 1157631177 and generation_plant_cost_scenario_id=1;
INSERT INTO switch.generation_plant_cost (generation_plant_cost_scenario_id, generation_plant_id, build_year, fixed_o_m, overnight_cost, storage_energy_capacity_cost_per_mwh) SELECT 21 AS generation_plant_cost_scenario_id, 158072 as generation_plant_id, build_year, fixed_o_m, overnight_cost, storage_energy_capacity_cost_per_mwh FROM switch.generation_plant_cost where generation_plant_id = 1157631178 and generation_plant_cost_scenario_id=1;
INSERT INTO switch.generation_plant_cost (generation_plant_cost_scenario_id, generation_plant_id, build_year, fixed_o_m, overnight_cost, storage_energy_capacity_cost_per_mwh) SELECT 21 AS generation_plant_cost_scenario_id, 158073 as generation_plant_id, build_year, fixed_o_m, overnight_cost, storage_energy_capacity_cost_per_mwh FROM switch.generation_plant_cost where generation_plant_id = 1157631179 and generation_plant_cost_scenario_id=1;
INSERT INTO switch.generation_plant_cost (generation_plant_cost_scenario_id, generation_plant_id, build_year, fixed_o_m, overnight_cost, storage_energy_capacity_cost_per_mwh) SELECT 21 AS generation_plant_cost_scenario_id, 158074 as generation_plant_id, build_year, fixed_o_m, overnight_cost, storage_energy_capacity_cost_per_mwh FROM switch.generation_plant_cost where generation_plant_id = 1157631180 and generation_plant_cost_scenario_id=1;
INSERT INTO switch.generation_plant_cost (generation_plant_cost_scenario_id, generation_plant_id, build_year, fixed_o_m, overnight_cost, storage_energy_capacity_cost_per_mwh) SELECT 21 AS generation_plant_cost_scenario_id, 158075 as generation_plant_id, build_year, fixed_o_m, overnight_cost, storage_energy_capacity_cost_per_mwh FROM switch.generation_plant_cost where generation_plant_id = 1157631181 and generation_plant_cost_scenario_id=1;
INSERT INTO switch.generation_plant_cost (generation_plant_cost_scenario_id, generation_plant_id, build_year, fixed_o_m, overnight_cost, storage_energy_capacity_cost_per_mwh) SELECT 21 AS generation_plant_cost_scenario_id, 158076 as generation_plant_id, build_year, fixed_o_m, overnight_cost, storage_energy_capacity_cost_per_mwh FROM switch.generation_plant_cost where generation_plant_id = 1157631182 and generation_plant_cost_scenario_id=1;
INSERT INTO switch.generation_plant_cost (generation_plant_cost_scenario_id, generation_plant_id, build_year, fixed_o_m, overnight_cost, storage_energy_capacity_cost_per_mwh) SELECT 21 AS generation_plant_cost_scenario_id, 158077 as generation_plant_id, build_year, fixed_o_m, overnight_cost, storage_energy_capacity_cost_per_mwh FROM switch.generation_plant_cost where generation_plant_id = 1157631183 and generation_plant_cost_scenario_id=1;
INSERT INTO switch.generation_plant_cost (generation_plant_cost_scenario_id, generation_plant_id, build_year, fixed_o_m, overnight_cost, storage_energy_capacity_cost_per_mwh) SELECT 21 AS generation_plant_cost_scenario_id, 158060 as generation_plant_id, build_year, fixed_o_m, overnight_cost, storage_energy_capacity_cost_per_mwh FROM switch.generation_plant_cost where generation_plant_id = 1157631166 and generation_plant_cost_scenario_id=1;
INSERT INTO switch.generation_plant_cost (generation_plant_cost_scenario_id, generation_plant_id, build_year, fixed_o_m, overnight_cost, storage_energy_capacity_cost_per_mwh) SELECT 21 AS generation_plant_cost_scenario_id, 158078 as generation_plant_id, build_year, fixed_o_m, overnight_cost, storage_energy_capacity_cost_per_mwh FROM switch.generation_plant_cost where generation_plant_id = 1157631184 and generation_plant_cost_scenario_id=1;
INSERT INTO switch.generation_plant_cost (generation_plant_cost_scenario_id, generation_plant_id, build_year, fixed_o_m, overnight_cost, storage_energy_capacity_cost_per_mwh) SELECT 21 AS generation_plant_cost_scenario_id, 158079 as generation_plant_id, build_year, fixed_o_m, overnight_cost, storage_energy_capacity_cost_per_mwh FROM switch.generation_plant_cost where generation_plant_id = 1157631185 and generation_plant_cost_scenario_id=1;
INSERT INTO switch.generation_plant_cost (generation_plant_cost_scenario_id, generation_plant_id, build_year, fixed_o_m, overnight_cost, storage_energy_capacity_cost_per_mwh) SELECT 21 AS generation_plant_cost_scenario_id, 158080 as generation_plant_id, build_year, fixed_o_m, overnight_cost, storage_energy_capacity_cost_per_mwh FROM switch.generation_plant_cost where generation_plant_id = 1157631186 and generation_plant_cost_scenario_id=1;
INSERT INTO switch.generation_plant_cost (generation_plant_cost_scenario_id, generation_plant_id, build_year, fixed_o_m, overnight_cost, storage_energy_capacity_cost_per_mwh) SELECT 21 AS generation_plant_cost_scenario_id, 158081 as generation_plant_id, build_year, fixed_o_m, overnight_cost, storage_energy_capacity_cost_per_mwh FROM switch.generation_plant_cost where generation_plant_id = 1157631187 and generation_plant_cost_scenario_id=1;
INSERT INTO switch.generation_plant_cost (generation_plant_cost_scenario_id, generation_plant_id, build_year, fixed_o_m, overnight_cost, storage_energy_capacity_cost_per_mwh) SELECT 21 AS generation_plant_cost_scenario_id, 158082 as generation_plant_id, build_year, fixed_o_m, overnight_cost, storage_energy_capacity_cost_per_mwh FROM switch.generation_plant_cost where generation_plant_id = 1157631188 and generation_plant_cost_scenario_id=1;
INSERT INTO switch.generation_plant_cost (generation_plant_cost_scenario_id, generation_plant_id, build_year, fixed_o_m, overnight_cost, storage_energy_capacity_cost_per_mwh) SELECT 21 AS generation_plant_cost_scenario_id, 158083 as generation_plant_id, build_year, fixed_o_m, overnight_cost, storage_energy_capacity_cost_per_mwh FROM switch.generation_plant_cost where generation_plant_id = 1157631189 and generation_plant_cost_scenario_id=1;
INSERT INTO switch.generation_plant_cost (generation_plant_cost_scenario_id, generation_plant_id, build_year, fixed_o_m, overnight_cost, storage_energy_capacity_cost_per_mwh) SELECT 21 AS generation_plant_cost_scenario_id, 158084 as generation_plant_id, build_year, fixed_o_m, overnight_cost, storage_energy_capacity_cost_per_mwh FROM switch.generation_plant_cost where generation_plant_id = 1157631190 and generation_plant_cost_scenario_id=1;
INSERT INTO switch.generation_plant_cost (generation_plant_cost_scenario_id, generation_plant_id, build_year, fixed_o_m, overnight_cost, storage_energy_capacity_cost_per_mwh) SELECT 21 AS generation_plant_cost_scenario_id, 158085 as generation_plant_id, build_year, fixed_o_m, overnight_cost, storage_energy_capacity_cost_per_mwh FROM switch.generation_plant_cost where generation_plant_id = 1157631191 and generation_plant_cost_scenario_id=1;
INSERT INTO switch.generation_plant_cost (generation_plant_cost_scenario_id, generation_plant_id, build_year, fixed_o_m, overnight_cost, storage_energy_capacity_cost_per_mwh) SELECT 21 AS generation_plant_cost_scenario_id, 158086 as generation_plant_id, build_year, fixed_o_m, overnight_cost, storage_energy_capacity_cost_per_mwh FROM switch.generation_plant_cost where generation_plant_id = 1157631192 and generation_plant_cost_scenario_id=1;
INSERT INTO switch.generation_plant_cost (generation_plant_cost_scenario_id, generation_plant_id, build_year, fixed_o_m, overnight_cost, storage_energy_capacity_cost_per_mwh) SELECT 21 AS generation_plant_cost_scenario_id, 158087 as generation_plant_id, build_year, fixed_o_m, overnight_cost, storage_energy_capacity_cost_per_mwh FROM switch.generation_plant_cost where generation_plant_id = 1157631193 and generation_plant_cost_scenario_id=1;
INSERT INTO switch.generation_plant_cost (generation_plant_cost_scenario_id, generation_plant_id, build_year, fixed_o_m, overnight_cost, storage_energy_capacity_cost_per_mwh) SELECT 21 AS generation_plant_cost_scenario_id, 158061 as generation_plant_id, build_year, fixed_o_m, overnight_cost, storage_energy_capacity_cost_per_mwh FROM switch.generation_plant_cost where generation_plant_id = 1157631167 and generation_plant_cost_scenario_id=1;
INSERT INTO switch.generation_plant_cost (generation_plant_cost_scenario_id, generation_plant_id, build_year, fixed_o_m, overnight_cost, storage_energy_capacity_cost_per_mwh) SELECT 21 AS generation_plant_cost_scenario_id, 158088 as generation_plant_id, build_year, fixed_o_m, overnight_cost, storage_energy_capacity_cost_per_mwh FROM switch.generation_plant_cost where generation_plant_id = 1157631194 and generation_plant_cost_scenario_id=1;
INSERT INTO switch.generation_plant_cost (generation_plant_cost_scenario_id, generation_plant_id, build_year, fixed_o_m, overnight_cost, storage_energy_capacity_cost_per_mwh) SELECT 21 AS generation_plant_cost_scenario_id, 158089 as generation_plant_id, build_year, fixed_o_m, overnight_cost, storage_energy_capacity_cost_per_mwh FROM switch.generation_plant_cost where generation_plant_id = 1157631195 and generation_plant_cost_scenario_id=1;
INSERT INTO switch.generation_plant_cost (generation_plant_cost_scenario_id, generation_plant_id, build_year, fixed_o_m, overnight_cost, storage_energy_capacity_cost_per_mwh) SELECT 21 AS generation_plant_cost_scenario_id, 158090 as generation_plant_id, build_year, fixed_o_m, overnight_cost, storage_energy_capacity_cost_per_mwh FROM switch.generation_plant_cost where generation_plant_id = 1157631196 and generation_plant_cost_scenario_id=1;
INSERT INTO switch.generation_plant_cost (generation_plant_cost_scenario_id, generation_plant_id, build_year, fixed_o_m, overnight_cost, storage_energy_capacity_cost_per_mwh) SELECT 21 AS generation_plant_cost_scenario_id, 158091 as generation_plant_id, build_year, fixed_o_m, overnight_cost, storage_energy_capacity_cost_per_mwh FROM switch.generation_plant_cost where generation_plant_id = 1157631197 and generation_plant_cost_scenario_id=1;
INSERT INTO switch.generation_plant_cost (generation_plant_cost_scenario_id, generation_plant_id, build_year, fixed_o_m, overnight_cost, storage_energy_capacity_cost_per_mwh) SELECT 21 AS generation_plant_cost_scenario_id, 158092 as generation_plant_id, build_year, fixed_o_m, overnight_cost, storage_energy_capacity_cost_per_mwh FROM switch.generation_plant_cost where generation_plant_id = 1157631198 and generation_plant_cost_scenario_id=1;
INSERT INTO switch.generation_plant_cost (generation_plant_cost_scenario_id, generation_plant_id, build_year, fixed_o_m, overnight_cost, storage_energy_capacity_cost_per_mwh) SELECT 21 AS generation_plant_cost_scenario_id, 158062 as generation_plant_id, build_year, fixed_o_m, overnight_cost, storage_energy_capacity_cost_per_mwh FROM switch.generation_plant_cost where generation_plant_id = 1157631168 and generation_plant_cost_scenario_id=1;
INSERT INTO switch.generation_plant_cost (generation_plant_cost_scenario_id, generation_plant_id, build_year, fixed_o_m, overnight_cost, storage_energy_capacity_cost_per_mwh) SELECT 21 AS generation_plant_cost_scenario_id, 158063 as generation_plant_id, build_year, fixed_o_m, overnight_cost, storage_energy_capacity_cost_per_mwh FROM switch.generation_plant_cost where generation_plant_id = 1157631169 and generation_plant_cost_scenario_id=1;
INSERT INTO switch.generation_plant_cost (generation_plant_cost_scenario_id, generation_plant_id, build_year, fixed_o_m, overnight_cost, storage_energy_capacity_cost_per_mwh) SELECT 21 AS generation_plant_cost_scenario_id, 158064 as generation_plant_id, build_year, fixed_o_m, overnight_cost, storage_energy_capacity_cost_per_mwh FROM switch.generation_plant_cost where generation_plant_id = 1157631170 and generation_plant_cost_scenario_id=1;
INSERT INTO switch.generation_plant_cost (generation_plant_cost_scenario_id, generation_plant_id, build_year, fixed_o_m, overnight_cost, storage_energy_capacity_cost_per_mwh) SELECT 21 AS generation_plant_cost_scenario_id, 158065 as generation_plant_id, build_year, fixed_o_m, overnight_cost, storage_energy_capacity_cost_per_mwh FROM switch.generation_plant_cost where generation_plant_id = 1157631171 and generation_plant_cost_scenario_id=1;
INSERT INTO switch.generation_plant_cost (generation_plant_cost_scenario_id, generation_plant_id, build_year, fixed_o_m, overnight_cost, storage_energy_capacity_cost_per_mwh) SELECT 21 AS generation_plant_cost_scenario_id, 158066 as generation_plant_id, build_year, fixed_o_m, overnight_cost, storage_energy_capacity_cost_per_mwh FROM switch.generation_plant_cost where generation_plant_id = 1157631172 and generation_plant_cost_scenario_id=1;
INSERT INTO switch.generation_plant_cost (generation_plant_cost_scenario_id, generation_plant_id, build_year, fixed_o_m, overnight_cost, storage_energy_capacity_cost_per_mwh) SELECT 21 AS generation_plant_cost_scenario_id, 158067 as generation_plant_id, build_year, fixed_o_m, overnight_cost, storage_energy_capacity_cost_per_mwh FROM switch.generation_plant_cost where generation_plant_id = 1157631173 and generation_plant_cost_scenario_id=1;
INSERT INTO switch.generation_plant_cost (generation_plant_cost_scenario_id, generation_plant_id, build_year, fixed_o_m, overnight_cost, storage_energy_capacity_cost_per_mwh) SELECT 21 AS generation_plant_cost_scenario_id, 158009 as generation_plant_id, build_year, fixed_o_m, overnight_cost, storage_energy_capacity_cost_per_mwh FROM switch.generation_plant_cost where generation_plant_id = 1157631082 and generation_plant_cost_scenario_id=1;
INSERT INTO switch.generation_plant_cost (generation_plant_cost_scenario_id, generation_plant_id, build_year, fixed_o_m, overnight_cost, storage_energy_capacity_cost_per_mwh) SELECT 21 AS generation_plant_cost_scenario_id, 158014 as generation_plant_id, build_year, fixed_o_m, overnight_cost, storage_energy_capacity_cost_per_mwh FROM switch.generation_plant_cost where generation_plant_id = 1157631087 and generation_plant_cost_scenario_id=1;

## gen_plant_scenario_member
INSERT INTO switch.generation_plant_scenario_member (generation_plant_scenario_id, generation_plant_id)
SELECT 21 as generation_plant_scenario_id, 154089 as generation_plant_id
FROM switch.generation_plant_scenario_member
where generation_plant_id = 5000830
and generation_plant_scenario_id = 1;
INSERT INTO switch.generation_plant_scenario_member (generation_plant_scenario_id, generation_plant_id) SELECT 21 as generation_plant_scenario_id, | new_id | as generation_plant_id FROM switch.generation_plant_scenario_member where generation_plant_id = | old_id | and generation_plant_scenario_id = 1;
INSERT INTO switch.generation_plant_scenario_member (generation_plant_scenario_id, generation_plant_id) SELECT 21 as generation_plant_scenario_id, 157846 as generation_plant_id FROM switch.generation_plant_scenario_member where generation_plant_id = 5000830 and generation_plant_scenario_id = 1;
INSERT INTO switch.generation_plant_scenario_member (generation_plant_scenario_id, generation_plant_id) SELECT 21 as generation_plant_scenario_id, 157959 as generation_plant_id FROM switch.generation_plant_scenario_member where generation_plant_id = 1157631032 and generation_plant_scenario_id = 1;
INSERT INTO switch.generation_plant_scenario_member (generation_plant_scenario_id, generation_plant_id) SELECT 21 as generation_plant_scenario_id, 157847 as generation_plant_id FROM switch.generation_plant_scenario_member where generation_plant_id = 5000831 and generation_plant_scenario_id = 1;
INSERT INTO switch.generation_plant_scenario_member (generation_plant_scenario_id, generation_plant_id) SELECT 21 as generation_plant_scenario_id, 158008 as generation_plant_id FROM switch.generation_plant_scenario_member where generation_plant_id = 1157631081 and generation_plant_scenario_id = 1;
INSERT INTO switch.generation_plant_scenario_member (generation_plant_scenario_id, generation_plant_id) SELECT 21 as generation_plant_scenario_id, 157848 as generation_plant_id FROM switch.generation_plant_scenario_member where generation_plant_id = 5000832 and generation_plant_scenario_id = 1;
INSERT INTO switch.generation_plant_scenario_member (generation_plant_scenario_id, generation_plant_id) SELECT 21 as generation_plant_scenario_id, 157849 as generation_plant_id FROM switch.generation_plant_scenario_member where generation_plant_id = 5000833 and generation_plant_scenario_id = 1;
INSERT INTO switch.generation_plant_scenario_member (generation_plant_scenario_id, generation_plant_id) SELECT 21 as generation_plant_scenario_id, 157851 as generation_plant_id FROM switch.generation_plant_scenario_member where generation_plant_id = 5000835 and generation_plant_scenario_id = 1;
INSERT INTO switch.generation_plant_scenario_member (generation_plant_scenario_id, generation_plant_id) SELECT 21 as generation_plant_scenario_id, 157850 as generation_plant_id FROM switch.generation_plant_scenario_member where generation_plant_id = 5000834 and generation_plant_scenario_id = 1;
INSERT INTO switch.generation_plant_scenario_member (generation_plant_scenario_id, generation_plant_id) SELECT 21 as generation_plant_scenario_id, 158044 as generation_plant_id FROM switch.generation_plant_scenario_member where generation_plant_id = 1157631117 and generation_plant_scenario_id = 1;
INSERT INTO switch.generation_plant_scenario_member (generation_plant_scenario_id, generation_plant_id) SELECT 21 as generation_plant_scenario_id, 157961 as generation_plant_id FROM switch.generation_plant_scenario_member where generation_plant_id = 1157631034 and generation_plant_scenario_id = 1;
INSERT INTO switch.generation_plant_scenario_member (generation_plant_scenario_id, generation_plant_id) SELECT 21 as generation_plant_scenario_id, 157960 as generation_plant_id FROM switch.generation_plant_scenario_member where generation_plant_id = 1157631033 and generation_plant_scenario_id = 1;
INSERT INTO switch.generation_plant_scenario_member (generation_plant_scenario_id, generation_plant_id) SELECT 21 as generation_plant_scenario_id, 157824 as generation_plant_id FROM switch.generation_plant_scenario_member where generation_plant_id = 5000808 and generation_plant_scenario_id = 1;
INSERT INTO switch.generation_plant_scenario_member (generation_plant_scenario_id, generation_plant_id) SELECT 21 as generation_plant_scenario_id, 157971 as generation_plant_id FROM switch.generation_plant_scenario_member where generation_plant_id = 1157631044 and generation_plant_scenario_id = 1;
INSERT INTO switch.generation_plant_scenario_member (generation_plant_scenario_id, generation_plant_id) SELECT 21 as generation_plant_scenario_id, 157972 as generation_plant_id FROM switch.generation_plant_scenario_member where generation_plant_id = 1157631045 and generation_plant_scenario_id = 1;
INSERT INTO switch.generation_plant_scenario_member (generation_plant_scenario_id, generation_plant_id) SELECT 21 as generation_plant_scenario_id, 157970 as generation_plant_id FROM switch.generation_plant_scenario_member where generation_plant_id = 1157631043 and generation_plant_scenario_id = 1;
INSERT INTO switch.generation_plant_scenario_member (generation_plant_scenario_id, generation_plant_id) SELECT 21 as generation_plant_scenario_id, 157945 as generation_plant_id FROM switch.generation_plant_scenario_member where generation_plant_id = 1157631018 and generation_plant_scenario_id = 1;
INSERT INTO switch.generation_plant_scenario_member (generation_plant_scenario_id, generation_plant_id) SELECT 21 as generation_plant_scenario_id, 157825 as generation_plant_id FROM switch.generation_plant_scenario_member where generation_plant_id = 5000809 and generation_plant_scenario_id = 1;
INSERT INTO switch.generation_plant_scenario_member (generation_plant_scenario_id, generation_plant_id) SELECT 21 as generation_plant_scenario_id, 157826 as generation_plant_id FROM switch.generation_plant_scenario_member where generation_plant_id = 5000810 and generation_plant_scenario_id = 1;
INSERT INTO switch.generation_plant_scenario_member (generation_plant_scenario_id, generation_plant_id) SELECT 21 as generation_plant_scenario_id, 157827 as generation_plant_id FROM switch.generation_plant_scenario_member where generation_plant_id = 5000811 and generation_plant_scenario_id = 1;
INSERT INTO switch.generation_plant_scenario_member (generation_plant_scenario_id, generation_plant_id) SELECT 21 as generation_plant_scenario_id, 157852 as generation_plant_id FROM switch.generation_plant_scenario_member where generation_plant_id = 5000836 and generation_plant_scenario_id = 1;
INSERT INTO switch.generation_plant_scenario_member (generation_plant_scenario_id, generation_plant_id) SELECT 21 as generation_plant_scenario_id, 157853 as generation_plant_id FROM switch.generation_plant_scenario_member where generation_plant_id = 5000837 and generation_plant_scenario_id = 1;
INSERT INTO switch.generation_plant_scenario_member (generation_plant_scenario_id, generation_plant_id) SELECT 21 as generation_plant_scenario_id, 157828 as generation_plant_id FROM switch.generation_plant_scenario_member where generation_plant_id = 5000812 and generation_plant_scenario_id = 1;
INSERT INTO switch.generation_plant_scenario_member (generation_plant_scenario_id, generation_plant_id) SELECT 21 as generation_plant_scenario_id, 157829 as generation_plant_id FROM switch.generation_plant_scenario_member where generation_plant_id = 5000813 and generation_plant_scenario_id = 1;
INSERT INTO switch.generation_plant_scenario_member (generation_plant_scenario_id, generation_plant_id) SELECT 21 as generation_plant_scenario_id, 157854 as generation_plant_id FROM switch.generation_plant_scenario_member where generation_plant_id = 5000838 and generation_plant_scenario_id = 1;
INSERT INTO switch.generation_plant_scenario_member (generation_plant_scenario_id, generation_plant_id) SELECT 21 as generation_plant_scenario_id, 157855 as generation_plant_id FROM switch.generation_plant_scenario_member where generation_plant_id = 5000839 and generation_plant_scenario_id = 1;
INSERT INTO switch.generation_plant_scenario_member (generation_plant_scenario_id, generation_plant_id) SELECT 21 as generation_plant_scenario_id, 157856 as generation_plant_id FROM switch.generation_plant_scenario_member where generation_plant_id = 5000840 and generation_plant_scenario_id = 1;
INSERT INTO switch.generation_plant_scenario_member (generation_plant_scenario_id, generation_plant_id) SELECT 21 as generation_plant_scenario_id, 157857 as generation_plant_id FROM switch.generation_plant_scenario_member where generation_plant_id = 5000841 and generation_plant_scenario_id = 1;
INSERT INTO switch.generation_plant_scenario_member (generation_plant_scenario_id, generation_plant_id) SELECT 21 as generation_plant_scenario_id, 157858 as generation_plant_id FROM switch.generation_plant_scenario_member where generation_plant_id = 5000842 and generation_plant_scenario_id = 1;
INSERT INTO switch.generation_plant_scenario_member (generation_plant_scenario_id, generation_plant_id) SELECT 21 as generation_plant_scenario_id, 158046 as generation_plant_id FROM switch.generation_plant_scenario_member where generation_plant_id = 1157631119 and generation_plant_scenario_id = 1;
INSERT INTO switch.generation_plant_scenario_member (generation_plant_scenario_id, generation_plant_id) SELECT 21 as generation_plant_scenario_id, 158047 as generation_plant_id FROM switch.generation_plant_scenario_member where generation_plant_id = 1157631120 and generation_plant_scenario_id = 1;
INSERT INTO switch.generation_plant_scenario_member (generation_plant_scenario_id, generation_plant_id) SELECT 21 as generation_plant_scenario_id, 158048 as generation_plant_id FROM switch.generation_plant_scenario_member where generation_plant_id = 1157631121 and generation_plant_scenario_id = 1;
INSERT INTO switch.generation_plant_scenario_member (generation_plant_scenario_id, generation_plant_id) SELECT 21 as generation_plant_scenario_id, 158049 as generation_plant_id FROM switch.generation_plant_scenario_member where generation_plant_id = 1157631122 and generation_plant_scenario_id = 1;
INSERT INTO switch.generation_plant_scenario_member (generation_plant_scenario_id, generation_plant_id) SELECT 21 as generation_plant_scenario_id, 158050 as generation_plant_id FROM switch.generation_plant_scenario_member where generation_plant_id = 1157631123 and generation_plant_scenario_id = 1;
INSERT INTO switch.generation_plant_scenario_member (generation_plant_scenario_id, generation_plant_id) SELECT 21 as generation_plant_scenario_id, 158051 as generation_plant_id FROM switch.generation_plant_scenario_member where generation_plant_id = 1157631124 and generation_plant_scenario_id = 1;
INSERT INTO switch.generation_plant_scenario_member (generation_plant_scenario_id, generation_plant_id) SELECT 21 as generation_plant_scenario_id, 157859 as generation_plant_id FROM switch.generation_plant_scenario_member where generation_plant_id = 5000843 and generation_plant_scenario_id = 1;
INSERT INTO switch.generation_plant_scenario_member (generation_plant_scenario_id, generation_plant_id) SELECT 21 as generation_plant_scenario_id, 157860 as generation_plant_id FROM switch.generation_plant_scenario_member where generation_plant_id = 5000844 and generation_plant_scenario_id = 1;
INSERT INTO switch.generation_plant_scenario_member (generation_plant_scenario_id, generation_plant_id) SELECT 21 as generation_plant_scenario_id, 157940 as generation_plant_id FROM switch.generation_plant_scenario_member where generation_plant_id = 1157631013 and generation_plant_scenario_id = 1;
INSERT INTO switch.generation_plant_scenario_member (generation_plant_scenario_id, generation_plant_id) SELECT 21 as generation_plant_scenario_id, 157978 as generation_plant_id FROM switch.generation_plant_scenario_member where generation_plant_id = 1157631051 and generation_plant_scenario_id = 1;
INSERT INTO switch.generation_plant_scenario_member (generation_plant_scenario_id, generation_plant_id) SELECT 21 as generation_plant_scenario_id, 157861 as generation_plant_id FROM switch.generation_plant_scenario_member where generation_plant_id = 5000845 and generation_plant_scenario_id = 1;
INSERT INTO switch.generation_plant_scenario_member (generation_plant_scenario_id, generation_plant_id) SELECT 21 as generation_plant_scenario_id, 158018 as generation_plant_id FROM switch.generation_plant_scenario_member where generation_plant_id = 1157631091 and generation_plant_scenario_id = 1;
INSERT INTO switch.generation_plant_scenario_member (generation_plant_scenario_id, generation_plant_id) SELECT 21 as generation_plant_scenario_id, 158019 as generation_plant_id FROM switch.generation_plant_scenario_member where generation_plant_id = 1157631092 and generation_plant_scenario_id = 1;
INSERT INTO switch.generation_plant_scenario_member (generation_plant_scenario_id, generation_plant_id) SELECT 21 as generation_plant_scenario_id, 157830 as generation_plant_id FROM switch.generation_plant_scenario_member where generation_plant_id = 5000814 and generation_plant_scenario_id = 1;
INSERT INTO switch.generation_plant_scenario_member (generation_plant_scenario_id, generation_plant_id) SELECT 21 as generation_plant_scenario_id, 157958 as generation_plant_id FROM switch.generation_plant_scenario_member where generation_plant_id = 1157631031 and generation_plant_scenario_id = 1;
INSERT INTO switch.generation_plant_scenario_member (generation_plant_scenario_id, generation_plant_id) SELECT 21 as generation_plant_scenario_id, 157950 as generation_plant_id FROM switch.generation_plant_scenario_member where generation_plant_id = 1157631023 and generation_plant_scenario_id = 1;
INSERT INTO switch.generation_plant_scenario_member (generation_plant_scenario_id, generation_plant_id) SELECT 21 as generation_plant_scenario_id, 157941 as generation_plant_id FROM switch.generation_plant_scenario_member where generation_plant_id = 1157631014 and generation_plant_scenario_id = 1;
INSERT INTO switch.generation_plant_scenario_member (generation_plant_scenario_id, generation_plant_id) SELECT 21 as generation_plant_scenario_id, 158031 as generation_plant_id FROM switch.generation_plant_scenario_member where generation_plant_id = 1157631104 and generation_plant_scenario_id = 1;
INSERT INTO switch.generation_plant_scenario_member (generation_plant_scenario_id, generation_plant_id) SELECT 21 as generation_plant_scenario_id, 158028 as generation_plant_id FROM switch.generation_plant_scenario_member where generation_plant_id = 1157631101 and generation_plant_scenario_id = 1;
INSERT INTO switch.generation_plant_scenario_member (generation_plant_scenario_id, generation_plant_id) SELECT 21 as generation_plant_scenario_id, 158029 as generation_plant_id FROM switch.generation_plant_scenario_member where generation_plant_id = 1157631102 and generation_plant_scenario_id = 1;
INSERT INTO switch.generation_plant_scenario_member (generation_plant_scenario_id, generation_plant_id) SELECT 21 as generation_plant_scenario_id, 158030 as generation_plant_id FROM switch.generation_plant_scenario_member where generation_plant_id = 1157631103 and generation_plant_scenario_id = 1;
INSERT INTO switch.generation_plant_scenario_member (generation_plant_scenario_id, generation_plant_id) SELECT 21 as generation_plant_scenario_id, 158034 as generation_plant_id FROM switch.generation_plant_scenario_member where generation_plant_id = 1157631107 and generation_plant_scenario_id = 1;
INSERT INTO switch.generation_plant_scenario_member (generation_plant_scenario_id, generation_plant_id) SELECT 21 as generation_plant_scenario_id, 158036 as generation_plant_id FROM switch.generation_plant_scenario_member where generation_plant_id = 1157631109 and generation_plant_scenario_id = 1;
INSERT INTO switch.generation_plant_scenario_member (generation_plant_scenario_id, generation_plant_id) SELECT 21 as generation_plant_scenario_id, 158037 as generation_plant_id FROM switch.generation_plant_scenario_member where generation_plant_id = 1157631110 and generation_plant_scenario_id = 1;
INSERT INTO switch.generation_plant_scenario_member (generation_plant_scenario_id, generation_plant_id) SELECT 21 as generation_plant_scenario_id, 158039 as generation_plant_id FROM switch.generation_plant_scenario_member where generation_plant_id = 1157631112 and generation_plant_scenario_id = 1;
INSERT INTO switch.generation_plant_scenario_member (generation_plant_scenario_id, generation_plant_id) SELECT 21 as generation_plant_scenario_id, 158038 as generation_plant_id FROM switch.generation_plant_scenario_member where generation_plant_id = 1157631111 and generation_plant_scenario_id = 1;
INSERT INTO switch.generation_plant_scenario_member (generation_plant_scenario_id, generation_plant_id) SELECT 21 as generation_plant_scenario_id, 158027 as generation_plant_id FROM switch.generation_plant_scenario_member where generation_plant_id = 1157631100 and generation_plant_scenario_id = 1;
INSERT INTO switch.generation_plant_scenario_member (generation_plant_scenario_id, generation_plant_id) SELECT 21 as generation_plant_scenario_id, 158035 as generation_plant_id FROM switch.generation_plant_scenario_member where generation_plant_id = 1157631108 and generation_plant_scenario_id = 1;
INSERT INTO switch.generation_plant_scenario_member (generation_plant_scenario_id, generation_plant_id) SELECT 21 as generation_plant_scenario_id, 158033 as generation_plant_id FROM switch.generation_plant_scenario_member where generation_plant_id = 1157631106 and generation_plant_scenario_id = 1;
INSERT INTO switch.generation_plant_scenario_member (generation_plant_scenario_id, generation_plant_id) SELECT 21 as generation_plant_scenario_id, 158032 as generation_plant_id FROM switch.generation_plant_scenario_member where generation_plant_id = 1157631105 and generation_plant_scenario_id = 1;
INSERT INTO switch.generation_plant_scenario_member (generation_plant_scenario_id, generation_plant_id) SELECT 21 as generation_plant_scenario_id, 157862 as generation_plant_id FROM switch.generation_plant_scenario_member where generation_plant_id = 5000846 and generation_plant_scenario_id = 1;
INSERT INTO switch.generation_plant_scenario_member (generation_plant_scenario_id, generation_plant_id) SELECT 21 as generation_plant_scenario_id, 157831 as generation_plant_id FROM switch.generation_plant_scenario_member where generation_plant_id = 5000815 and generation_plant_scenario_id = 1;
INSERT INTO switch.generation_plant_scenario_member (generation_plant_scenario_id, generation_plant_id) SELECT 21 as generation_plant_scenario_id, 157863 as generation_plant_id FROM switch.generation_plant_scenario_member where generation_plant_id = 5000847 and generation_plant_scenario_id = 1;
INSERT INTO switch.generation_plant_scenario_member (generation_plant_scenario_id, generation_plant_id) SELECT 21 as generation_plant_scenario_id, 157864 as generation_plant_id FROM switch.generation_plant_scenario_member where generation_plant_id = 5000848 and generation_plant_scenario_id = 1;
INSERT INTO switch.generation_plant_scenario_member (generation_plant_scenario_id, generation_plant_id) SELECT 21 as generation_plant_scenario_id, 157865 as generation_plant_id FROM switch.generation_plant_scenario_member where generation_plant_id = 5000849 and generation_plant_scenario_id = 1;
INSERT INTO switch.generation_plant_scenario_member (generation_plant_scenario_id, generation_plant_id) SELECT 21 as generation_plant_scenario_id, 157866 as generation_plant_id FROM switch.generation_plant_scenario_member where generation_plant_id = 5000850 and generation_plant_scenario_id = 1;
INSERT INTO switch.generation_plant_scenario_member (generation_plant_scenario_id, generation_plant_id) SELECT 21 as generation_plant_scenario_id, 157993 as generation_plant_id FROM switch.generation_plant_scenario_member where generation_plant_id = 1157631066 and generation_plant_scenario_id = 1;
INSERT INTO switch.generation_plant_scenario_member (generation_plant_scenario_id, generation_plant_id) SELECT 21 as generation_plant_scenario_id, 157995 as generation_plant_id FROM switch.generation_plant_scenario_member where generation_plant_id = 1157631068 and generation_plant_scenario_id = 1;
INSERT INTO switch.generation_plant_scenario_member (generation_plant_scenario_id, generation_plant_id) SELECT 21 as generation_plant_scenario_id, 157867 as generation_plant_id FROM switch.generation_plant_scenario_member where generation_plant_id = 5000851 and generation_plant_scenario_id = 1;
INSERT INTO switch.generation_plant_scenario_member (generation_plant_scenario_id, generation_plant_id) SELECT 21 as generation_plant_scenario_id, 158006 as generation_plant_id FROM switch.generation_plant_scenario_member where generation_plant_id = 1157631079 and generation_plant_scenario_id = 1;
INSERT INTO switch.generation_plant_scenario_member (generation_plant_scenario_id, generation_plant_id) SELECT 21 as generation_plant_scenario_id, 157868 as generation_plant_id FROM switch.generation_plant_scenario_member where generation_plant_id = 5000852 and generation_plant_scenario_id = 1;
INSERT INTO switch.generation_plant_scenario_member (generation_plant_scenario_id, generation_plant_id) SELECT 21 as generation_plant_scenario_id, 157832 as generation_plant_id FROM switch.generation_plant_scenario_member where generation_plant_id = 5000816 and generation_plant_scenario_id = 1;
INSERT INTO switch.generation_plant_scenario_member (generation_plant_scenario_id, generation_plant_id) SELECT 21 as generation_plant_scenario_id, 157869 as generation_plant_id FROM switch.generation_plant_scenario_member where generation_plant_id = 5000853 and generation_plant_scenario_id = 1;
INSERT INTO switch.generation_plant_scenario_member (generation_plant_scenario_id, generation_plant_id) SELECT 21 as generation_plant_scenario_id, 157870 as generation_plant_id FROM switch.generation_plant_scenario_member where generation_plant_id = 5000854 and generation_plant_scenario_id = 1;
INSERT INTO switch.generation_plant_scenario_member (generation_plant_scenario_id, generation_plant_id) SELECT 21 as generation_plant_scenario_id, 157957 as generation_plant_id FROM switch.generation_plant_scenario_member where generation_plant_id = 1157631030 and generation_plant_scenario_id = 1;
INSERT INTO switch.generation_plant_scenario_member (generation_plant_scenario_id, generation_plant_id) SELECT 21 as generation_plant_scenario_id, 157954 as generation_plant_id FROM switch.generation_plant_scenario_member where generation_plant_id = 1157631027 and generation_plant_scenario_id = 1;
INSERT INTO switch.generation_plant_scenario_member (generation_plant_scenario_id, generation_plant_id) SELECT 21 as generation_plant_scenario_id, 157953 as generation_plant_id FROM switch.generation_plant_scenario_member where generation_plant_id = 1157631026 and generation_plant_scenario_id = 1;
INSERT INTO switch.generation_plant_scenario_member (generation_plant_scenario_id, generation_plant_id) SELECT 21 as generation_plant_scenario_id, 157871 as generation_plant_id FROM switch.generation_plant_scenario_member where generation_plant_id = 5000855 and generation_plant_scenario_id = 1;
INSERT INTO switch.generation_plant_scenario_member (generation_plant_scenario_id, generation_plant_id) SELECT 21 as generation_plant_scenario_id, 157872 as generation_plant_id FROM switch.generation_plant_scenario_member where generation_plant_id = 5000856 and generation_plant_scenario_id = 1;
INSERT INTO switch.generation_plant_scenario_member (generation_plant_scenario_id, generation_plant_id) SELECT 21 as generation_plant_scenario_id, 157873 as generation_plant_id FROM switch.generation_plant_scenario_member where generation_plant_id = 5000857 and generation_plant_scenario_id = 1;
INSERT INTO switch.generation_plant_scenario_member (generation_plant_scenario_id, generation_plant_id) SELECT 21 as generation_plant_scenario_id, 158045 as generation_plant_id FROM switch.generation_plant_scenario_member where generation_plant_id = 1157631118 and generation_plant_scenario_id = 1;
INSERT INTO switch.generation_plant_scenario_member (generation_plant_scenario_id, generation_plant_id) SELECT 21 as generation_plant_scenario_id, 157992 as generation_plant_id FROM switch.generation_plant_scenario_member where generation_plant_id = 1157631065 and generation_plant_scenario_id = 1;
INSERT INTO switch.generation_plant_scenario_member (generation_plant_scenario_id, generation_plant_id) SELECT 21 as generation_plant_scenario_id, 158025 as generation_plant_id FROM switch.generation_plant_scenario_member where generation_plant_id = 1157631098 and generation_plant_scenario_id = 1;
INSERT INTO switch.generation_plant_scenario_member (generation_plant_scenario_id, generation_plant_id) SELECT 21 as generation_plant_scenario_id, 157994 as generation_plant_id FROM switch.generation_plant_scenario_member where generation_plant_id = 1157631067 and generation_plant_scenario_id = 1;
INSERT INTO switch.generation_plant_scenario_member (generation_plant_scenario_id, generation_plant_id) SELECT 21 as generation_plant_scenario_id, 157986 as generation_plant_id FROM switch.generation_plant_scenario_member where generation_plant_id = 1157631059 and generation_plant_scenario_id = 1;
INSERT INTO switch.generation_plant_scenario_member (generation_plant_scenario_id, generation_plant_id) SELECT 21 as generation_plant_scenario_id, 157874 as generation_plant_id FROM switch.generation_plant_scenario_member where generation_plant_id = 5000858 and generation_plant_scenario_id = 1;
INSERT INTO switch.generation_plant_scenario_member (generation_plant_scenario_id, generation_plant_id) SELECT 21 as generation_plant_scenario_id, 157875 as generation_plant_id FROM switch.generation_plant_scenario_member where generation_plant_id = 5000859 and generation_plant_scenario_id = 1;
INSERT INTO switch.generation_plant_scenario_member (generation_plant_scenario_id, generation_plant_id) SELECT 21 as generation_plant_scenario_id, 157876 as generation_plant_id FROM switch.generation_plant_scenario_member where generation_plant_id = 5000860 and generation_plant_scenario_id = 1;
INSERT INTO switch.generation_plant_scenario_member (generation_plant_scenario_id, generation_plant_id) SELECT 21 as generation_plant_scenario_id, 158021 as generation_plant_id FROM switch.generation_plant_scenario_member where generation_plant_id = 1157631094 and generation_plant_scenario_id = 1;
INSERT INTO switch.generation_plant_scenario_member (generation_plant_scenario_id, generation_plant_id) SELECT 21 as generation_plant_scenario_id, 158026 as generation_plant_id FROM switch.generation_plant_scenario_member where generation_plant_id = 1157631099 and generation_plant_scenario_id = 1;
INSERT INTO switch.generation_plant_scenario_member (generation_plant_scenario_id, generation_plant_id) SELECT 21 as generation_plant_scenario_id, 158022 as generation_plant_id FROM switch.generation_plant_scenario_member where generation_plant_id = 1157631095 and generation_plant_scenario_id = 1;
INSERT INTO switch.generation_plant_scenario_member (generation_plant_scenario_id, generation_plant_id) SELECT 21 as generation_plant_scenario_id, 157877 as generation_plant_id FROM switch.generation_plant_scenario_member where generation_plant_id = 5000861 and generation_plant_scenario_id = 1;
INSERT INTO switch.generation_plant_scenario_member (generation_plant_scenario_id, generation_plant_id) SELECT 21 as generation_plant_scenario_id, 157948 as generation_plant_id FROM switch.generation_plant_scenario_member where generation_plant_id = 1157631021 and generation_plant_scenario_id = 1;
INSERT INTO switch.generation_plant_scenario_member (generation_plant_scenario_id, generation_plant_id) SELECT 21 as generation_plant_scenario_id, 157969 as generation_plant_id FROM switch.generation_plant_scenario_member where generation_plant_id = 1157631042 and generation_plant_scenario_id = 1;
INSERT INTO switch.generation_plant_scenario_member (generation_plant_scenario_id, generation_plant_id) SELECT 21 as generation_plant_scenario_id, 157973 as generation_plant_id FROM switch.generation_plant_scenario_member where generation_plant_id = 1157631046 and generation_plant_scenario_id = 1;
INSERT INTO switch.generation_plant_scenario_member (generation_plant_scenario_id, generation_plant_id) SELECT 21 as generation_plant_scenario_id, 157979 as generation_plant_id FROM switch.generation_plant_scenario_member where generation_plant_id = 1157631052 and generation_plant_scenario_id = 1;
INSERT INTO switch.generation_plant_scenario_member (generation_plant_scenario_id, generation_plant_id) SELECT 21 as generation_plant_scenario_id, 157833 as generation_plant_id FROM switch.generation_plant_scenario_member where generation_plant_id = 5000817 and generation_plant_scenario_id = 1;
INSERT INTO switch.generation_plant_scenario_member (generation_plant_scenario_id, generation_plant_id) SELECT 21 as generation_plant_scenario_id, 157878 as generation_plant_id FROM switch.generation_plant_scenario_member where generation_plant_id = 5000862 and generation_plant_scenario_id = 1;
INSERT INTO switch.generation_plant_scenario_member (generation_plant_scenario_id, generation_plant_id) SELECT 21 as generation_plant_scenario_id, 157834 as generation_plant_id FROM switch.generation_plant_scenario_member where generation_plant_id = 5000818 and generation_plant_scenario_id = 1;
INSERT INTO switch.generation_plant_scenario_member (generation_plant_scenario_id, generation_plant_id) SELECT 21 as generation_plant_scenario_id, 158057 as generation_plant_id FROM switch.generation_plant_scenario_member where generation_plant_id = 1157631130 and generation_plant_scenario_id = 1;
INSERT INTO switch.generation_plant_scenario_member (generation_plant_scenario_id, generation_plant_id) SELECT 21 as generation_plant_scenario_id, 157879 as generation_plant_id FROM switch.generation_plant_scenario_member where generation_plant_id = 5000863 and generation_plant_scenario_id = 1;
INSERT INTO switch.generation_plant_scenario_member (generation_plant_scenario_id, generation_plant_id) SELECT 21 as generation_plant_scenario_id, 157835 as generation_plant_id FROM switch.generation_plant_scenario_member where generation_plant_id = 5000819 and generation_plant_scenario_id = 1;
INSERT INTO switch.generation_plant_scenario_member (generation_plant_scenario_id, generation_plant_id) SELECT 21 as generation_plant_scenario_id, 157836 as generation_plant_id FROM switch.generation_plant_scenario_member where generation_plant_id = 5000820 and generation_plant_scenario_id = 1;
INSERT INTO switch.generation_plant_scenario_member (generation_plant_scenario_id, generation_plant_id) SELECT 21 as generation_plant_scenario_id, 157956 as generation_plant_id FROM switch.generation_plant_scenario_member where generation_plant_id = 1157631029 and generation_plant_scenario_id = 1;
INSERT INTO switch.generation_plant_scenario_member (generation_plant_scenario_id, generation_plant_id) SELECT 21 as generation_plant_scenario_id, 157951 as generation_plant_id FROM switch.generation_plant_scenario_member where generation_plant_id = 1157631024 and generation_plant_scenario_id = 1;
INSERT INTO switch.generation_plant_scenario_member (generation_plant_scenario_id, generation_plant_id) SELECT 21 as generation_plant_scenario_id, 157880 as generation_plant_id FROM switch.generation_plant_scenario_member where generation_plant_id = 5000864 and generation_plant_scenario_id = 1;
INSERT INTO switch.generation_plant_scenario_member (generation_plant_scenario_id, generation_plant_id) SELECT 21 as generation_plant_scenario_id, 157881 as generation_plant_id FROM switch.generation_plant_scenario_member where generation_plant_id = 5000865 and generation_plant_scenario_id = 1;
INSERT INTO switch.generation_plant_scenario_member (generation_plant_scenario_id, generation_plant_id) SELECT 21 as generation_plant_scenario_id, 157837 as generation_plant_id FROM switch.generation_plant_scenario_member where generation_plant_id = 5000821 and generation_plant_scenario_id = 1;
INSERT INTO switch.generation_plant_scenario_member (generation_plant_scenario_id, generation_plant_id) SELECT 21 as generation_plant_scenario_id, 157882 as generation_plant_id FROM switch.generation_plant_scenario_member where generation_plant_id = 5000866 and generation_plant_scenario_id = 1;
INSERT INTO switch.generation_plant_scenario_member (generation_plant_scenario_id, generation_plant_id) SELECT 21 as generation_plant_scenario_id, 157968 as generation_plant_id FROM switch.generation_plant_scenario_member where generation_plant_id = 1157631041 and generation_plant_scenario_id = 1;
INSERT INTO switch.generation_plant_scenario_member (generation_plant_scenario_id, generation_plant_id) SELECT 21 as generation_plant_scenario_id, 157967 as generation_plant_id FROM switch.generation_plant_scenario_member where generation_plant_id = 1157631040 and generation_plant_scenario_id = 1;
INSERT INTO switch.generation_plant_scenario_member (generation_plant_scenario_id, generation_plant_id) SELECT 21 as generation_plant_scenario_id, 157883 as generation_plant_id FROM switch.generation_plant_scenario_member where generation_plant_id = 5000867 and generation_plant_scenario_id = 1;
INSERT INTO switch.generation_plant_scenario_member (generation_plant_scenario_id, generation_plant_id) SELECT 21 as generation_plant_scenario_id, 157887 as generation_plant_id FROM switch.generation_plant_scenario_member where generation_plant_id = 5000871 and generation_plant_scenario_id = 1;
INSERT INTO switch.generation_plant_scenario_member (generation_plant_scenario_id, generation_plant_id) SELECT 21 as generation_plant_scenario_id, 157885 as generation_plant_id FROM switch.generation_plant_scenario_member where generation_plant_id = 5000869 and generation_plant_scenario_id = 1;
INSERT INTO switch.generation_plant_scenario_member (generation_plant_scenario_id, generation_plant_id) SELECT 21 as generation_plant_scenario_id, 157884 as generation_plant_id FROM switch.generation_plant_scenario_member where generation_plant_id = 5000868 and generation_plant_scenario_id = 1;
INSERT INTO switch.generation_plant_scenario_member (generation_plant_scenario_id, generation_plant_id) SELECT 21 as generation_plant_scenario_id, 157886 as generation_plant_id FROM switch.generation_plant_scenario_member where generation_plant_id = 5000870 and generation_plant_scenario_id = 1;
INSERT INTO switch.generation_plant_scenario_member (generation_plant_scenario_id, generation_plant_id) SELECT 21 as generation_plant_scenario_id, 157946 as generation_plant_id FROM switch.generation_plant_scenario_member where generation_plant_id = 1157631019 and generation_plant_scenario_id = 1;
INSERT INTO switch.generation_plant_scenario_member (generation_plant_scenario_id, generation_plant_id) SELECT 21 as generation_plant_scenario_id, 157944 as generation_plant_id FROM switch.generation_plant_scenario_member where generation_plant_id = 1157631017 and generation_plant_scenario_id = 1;
INSERT INTO switch.generation_plant_scenario_member (generation_plant_scenario_id, generation_plant_id) SELECT 21 as generation_plant_scenario_id, 157888 as generation_plant_id FROM switch.generation_plant_scenario_member where generation_plant_id = 5000872 and generation_plant_scenario_id = 1;
INSERT INTO switch.generation_plant_scenario_member (generation_plant_scenario_id, generation_plant_id) SELECT 21 as generation_plant_scenario_id, 157889 as generation_plant_id FROM switch.generation_plant_scenario_member where generation_plant_id = 5000873 and generation_plant_scenario_id = 1;
INSERT INTO switch.generation_plant_scenario_member (generation_plant_scenario_id, generation_plant_id) SELECT 21 as generation_plant_scenario_id, 157991 as generation_plant_id FROM switch.generation_plant_scenario_member where generation_plant_id = 1157631064 and generation_plant_scenario_id = 1;
INSERT INTO switch.generation_plant_scenario_member (generation_plant_scenario_id, generation_plant_id) SELECT 21 as generation_plant_scenario_id, 158041 as generation_plant_id FROM switch.generation_plant_scenario_member where generation_plant_id = 1157631114 and generation_plant_scenario_id = 1;
INSERT INTO switch.generation_plant_scenario_member (generation_plant_scenario_id, generation_plant_id) SELECT 21 as generation_plant_scenario_id, 158042 as generation_plant_id FROM switch.generation_plant_scenario_member where generation_plant_id = 1157631115 and generation_plant_scenario_id = 1;
INSERT INTO switch.generation_plant_scenario_member (generation_plant_scenario_id, generation_plant_id) SELECT 21 as generation_plant_scenario_id, 157890 as generation_plant_id FROM switch.generation_plant_scenario_member where generation_plant_id = 5000874 and generation_plant_scenario_id = 1;
INSERT INTO switch.generation_plant_scenario_member (generation_plant_scenario_id, generation_plant_id) SELECT 21 as generation_plant_scenario_id, 157891 as generation_plant_id FROM switch.generation_plant_scenario_member where generation_plant_id = 5000875 and generation_plant_scenario_id = 1;
INSERT INTO switch.generation_plant_scenario_member (generation_plant_scenario_id, generation_plant_id) SELECT 21 as generation_plant_scenario_id, 157892 as generation_plant_id FROM switch.generation_plant_scenario_member where generation_plant_id = 5000876 and generation_plant_scenario_id = 1;
INSERT INTO switch.generation_plant_scenario_member (generation_plant_scenario_id, generation_plant_id) SELECT 21 as generation_plant_scenario_id, 157893 as generation_plant_id FROM switch.generation_plant_scenario_member where generation_plant_id = 5000877 and generation_plant_scenario_id = 1;
INSERT INTO switch.generation_plant_scenario_member (generation_plant_scenario_id, generation_plant_id) SELECT 21 as generation_plant_scenario_id, 158020 as generation_plant_id FROM switch.generation_plant_scenario_member where generation_plant_id = 1157631093 and generation_plant_scenario_id = 1;
INSERT INTO switch.generation_plant_scenario_member (generation_plant_scenario_id, generation_plant_id) SELECT 21 as generation_plant_scenario_id, 158024 as generation_plant_id FROM switch.generation_plant_scenario_member where generation_plant_id = 1157631097 and generation_plant_scenario_id = 1;
INSERT INTO switch.generation_plant_scenario_member (generation_plant_scenario_id, generation_plant_id) SELECT 21 as generation_plant_scenario_id, 158054 as generation_plant_id FROM switch.generation_plant_scenario_member where generation_plant_id = 1157631127 and generation_plant_scenario_id = 1;
INSERT INTO switch.generation_plant_scenario_member (generation_plant_scenario_id, generation_plant_id) SELECT 21 as generation_plant_scenario_id, 158058 as generation_plant_id FROM switch.generation_plant_scenario_member where generation_plant_id = 1157631131 and generation_plant_scenario_id = 1;
INSERT INTO switch.generation_plant_scenario_member (generation_plant_scenario_id, generation_plant_id) SELECT 21 as generation_plant_scenario_id, 157996 as generation_plant_id FROM switch.generation_plant_scenario_member where generation_plant_id = 1157631069 and generation_plant_scenario_id = 1;
INSERT INTO switch.generation_plant_scenario_member (generation_plant_scenario_id, generation_plant_id) SELECT 21 as generation_plant_scenario_id, 158001 as generation_plant_id FROM switch.generation_plant_scenario_member where generation_plant_id = 1157631074 and generation_plant_scenario_id = 1;
INSERT INTO switch.generation_plant_scenario_member (generation_plant_scenario_id, generation_plant_id) SELECT 21 as generation_plant_scenario_id, 157998 as generation_plant_id FROM switch.generation_plant_scenario_member where generation_plant_id = 1157631071 and generation_plant_scenario_id = 1;
INSERT INTO switch.generation_plant_scenario_member (generation_plant_scenario_id, generation_plant_id) SELECT 21 as generation_plant_scenario_id, 157999 as generation_plant_id FROM switch.generation_plant_scenario_member where generation_plant_id = 1157631072 and generation_plant_scenario_id = 1;
INSERT INTO switch.generation_plant_scenario_member (generation_plant_scenario_id, generation_plant_id) SELECT 21 as generation_plant_scenario_id, 157894 as generation_plant_id FROM switch.generation_plant_scenario_member where generation_plant_id = 5000878 and generation_plant_scenario_id = 1;
INSERT INTO switch.generation_plant_scenario_member (generation_plant_scenario_id, generation_plant_id) SELECT 21 as generation_plant_scenario_id, 157895 as generation_plant_id FROM switch.generation_plant_scenario_member where generation_plant_id = 5000879 and generation_plant_scenario_id = 1;
INSERT INTO switch.generation_plant_scenario_member (generation_plant_scenario_id, generation_plant_id) SELECT 21 as generation_plant_scenario_id, 158000 as generation_plant_id FROM switch.generation_plant_scenario_member where generation_plant_id = 1157631073 and generation_plant_scenario_id = 1;
INSERT INTO switch.generation_plant_scenario_member (generation_plant_scenario_id, generation_plant_id) SELECT 21 as generation_plant_scenario_id, 157896 as generation_plant_id FROM switch.generation_plant_scenario_member where generation_plant_id = 5000880 and generation_plant_scenario_id = 1;
INSERT INTO switch.generation_plant_scenario_member (generation_plant_scenario_id, generation_plant_id) SELECT 21 as generation_plant_scenario_id, 157897 as generation_plant_id FROM switch.generation_plant_scenario_member where generation_plant_id = 5000881 and generation_plant_scenario_id = 1;
INSERT INTO switch.generation_plant_scenario_member (generation_plant_scenario_id, generation_plant_id) SELECT 21 as generation_plant_scenario_id, 157983 as generation_plant_id FROM switch.generation_plant_scenario_member where generation_plant_id = 1157631056 and generation_plant_scenario_id = 1;
INSERT INTO switch.generation_plant_scenario_member (generation_plant_scenario_id, generation_plant_id) SELECT 21 as generation_plant_scenario_id, 157990 as generation_plant_id FROM switch.generation_plant_scenario_member where generation_plant_id = 1157631063 and generation_plant_scenario_id = 1;
INSERT INTO switch.generation_plant_scenario_member (generation_plant_scenario_id, generation_plant_id) SELECT 21 as generation_plant_scenario_id, 157898 as generation_plant_id FROM switch.generation_plant_scenario_member where generation_plant_id = 5000882 and generation_plant_scenario_id = 1;
INSERT INTO switch.generation_plant_scenario_member (generation_plant_scenario_id, generation_plant_id) SELECT 21 as generation_plant_scenario_id, 157899 as generation_plant_id FROM switch.generation_plant_scenario_member where generation_plant_id = 5000883 and generation_plant_scenario_id = 1;
INSERT INTO switch.generation_plant_scenario_member (generation_plant_scenario_id, generation_plant_id) SELECT 21 as generation_plant_scenario_id, 157900 as generation_plant_id FROM switch.generation_plant_scenario_member where generation_plant_id = 5000884 and generation_plant_scenario_id = 1;
INSERT INTO switch.generation_plant_scenario_member (generation_plant_scenario_id, generation_plant_id) SELECT 21 as generation_plant_scenario_id, 157943 as generation_plant_id FROM switch.generation_plant_scenario_member where generation_plant_id = 1157631016 and generation_plant_scenario_id = 1;
INSERT INTO switch.generation_plant_scenario_member (generation_plant_scenario_id, generation_plant_id) SELECT 21 as generation_plant_scenario_id, 157947 as generation_plant_id FROM switch.generation_plant_scenario_member where generation_plant_id = 1157631020 and generation_plant_scenario_id = 1;
INSERT INTO switch.generation_plant_scenario_member (generation_plant_scenario_id, generation_plant_id) SELECT 21 as generation_plant_scenario_id, 157988 as generation_plant_id FROM switch.generation_plant_scenario_member where generation_plant_id = 1157631061 and generation_plant_scenario_id = 1;
INSERT INTO switch.generation_plant_scenario_member (generation_plant_scenario_id, generation_plant_id) SELECT 21 as generation_plant_scenario_id, 157901 as generation_plant_id FROM switch.generation_plant_scenario_member where generation_plant_id = 5000885 and generation_plant_scenario_id = 1;
INSERT INTO switch.generation_plant_scenario_member (generation_plant_scenario_id, generation_plant_id) SELECT 21 as generation_plant_scenario_id, 157838 as generation_plant_id FROM switch.generation_plant_scenario_member where generation_plant_id = 5000822 and generation_plant_scenario_id = 1;
INSERT INTO switch.generation_plant_scenario_member (generation_plant_scenario_id, generation_plant_id) SELECT 21 as generation_plant_scenario_id, 157987 as generation_plant_id FROM switch.generation_plant_scenario_member where generation_plant_id = 1157631060 and generation_plant_scenario_id = 1;
INSERT INTO switch.generation_plant_scenario_member (generation_plant_scenario_id, generation_plant_id) SELECT 21 as generation_plant_scenario_id, 157985 as generation_plant_id FROM switch.generation_plant_scenario_member where generation_plant_id = 1157631058 and generation_plant_scenario_id = 1;
INSERT INTO switch.generation_plant_scenario_member (generation_plant_scenario_id, generation_plant_id) SELECT 21 as generation_plant_scenario_id, 158052 as generation_plant_id FROM switch.generation_plant_scenario_member where generation_plant_id = 1157631125 and generation_plant_scenario_id = 1;
INSERT INTO switch.generation_plant_scenario_member (generation_plant_scenario_id, generation_plant_id) SELECT 21 as generation_plant_scenario_id, 158053 as generation_plant_id FROM switch.generation_plant_scenario_member where generation_plant_id = 1157631126 and generation_plant_scenario_id = 1;
INSERT INTO switch.generation_plant_scenario_member (generation_plant_scenario_id, generation_plant_id) SELECT 21 as generation_plant_scenario_id, 158005 as generation_plant_id FROM switch.generation_plant_scenario_member where generation_plant_id = 1157631078 and generation_plant_scenario_id = 1;
INSERT INTO switch.generation_plant_scenario_member (generation_plant_scenario_id, generation_plant_id) SELECT 21 as generation_plant_scenario_id, 158003 as generation_plant_id FROM switch.generation_plant_scenario_member where generation_plant_id = 1157631076 and generation_plant_scenario_id = 1;
INSERT INTO switch.generation_plant_scenario_member (generation_plant_scenario_id, generation_plant_id) SELECT 21 as generation_plant_scenario_id, 157984 as generation_plant_id FROM switch.generation_plant_scenario_member where generation_plant_id = 1157631057 and generation_plant_scenario_id = 1;
INSERT INTO switch.generation_plant_scenario_member (generation_plant_scenario_id, generation_plant_id) SELECT 21 as generation_plant_scenario_id, 157902 as generation_plant_id FROM switch.generation_plant_scenario_member where generation_plant_id = 5000886 and generation_plant_scenario_id = 1;
INSERT INTO switch.generation_plant_scenario_member (generation_plant_scenario_id, generation_plant_id) SELECT 21 as generation_plant_scenario_id, 157903 as generation_plant_id FROM switch.generation_plant_scenario_member where generation_plant_id = 5000887 and generation_plant_scenario_id = 1;
INSERT INTO switch.generation_plant_scenario_member (generation_plant_scenario_id, generation_plant_id) SELECT 21 as generation_plant_scenario_id, 157955 as generation_plant_id FROM switch.generation_plant_scenario_member where generation_plant_id = 1157631028 and generation_plant_scenario_id = 1;
INSERT INTO switch.generation_plant_scenario_member (generation_plant_scenario_id, generation_plant_id) SELECT 21 as generation_plant_scenario_id, 157839 as generation_plant_id FROM switch.generation_plant_scenario_member where generation_plant_id = 5000823 and generation_plant_scenario_id = 1;
INSERT INTO switch.generation_plant_scenario_member (generation_plant_scenario_id, generation_plant_id) SELECT 21 as generation_plant_scenario_id, 157904 as generation_plant_id FROM switch.generation_plant_scenario_member where generation_plant_id = 5000888 and generation_plant_scenario_id = 1;
INSERT INTO switch.generation_plant_scenario_member (generation_plant_scenario_id, generation_plant_id) SELECT 21 as generation_plant_scenario_id, 158023 as generation_plant_id FROM switch.generation_plant_scenario_member where generation_plant_id = 1157631096 and generation_plant_scenario_id = 1;
INSERT INTO switch.generation_plant_scenario_member (generation_plant_scenario_id, generation_plant_id) SELECT 21 as generation_plant_scenario_id, 157989 as generation_plant_id FROM switch.generation_plant_scenario_member where generation_plant_id = 1157631062 and generation_plant_scenario_id = 1;
INSERT INTO switch.generation_plant_scenario_member (generation_plant_scenario_id, generation_plant_id) SELECT 21 as generation_plant_scenario_id, 157905 as generation_plant_id FROM switch.generation_plant_scenario_member where generation_plant_id = 5000889 and generation_plant_scenario_id = 1;
INSERT INTO switch.generation_plant_scenario_member (generation_plant_scenario_id, generation_plant_id) SELECT 21 as generation_plant_scenario_id, 157906 as generation_plant_id FROM switch.generation_plant_scenario_member where generation_plant_id = 5000890 and generation_plant_scenario_id = 1;
INSERT INTO switch.generation_plant_scenario_member (generation_plant_scenario_id, generation_plant_id) SELECT 21 as generation_plant_scenario_id, 157907 as generation_plant_id FROM switch.generation_plant_scenario_member where generation_plant_id = 5000891 and generation_plant_scenario_id = 1;
INSERT INTO switch.generation_plant_scenario_member (generation_plant_scenario_id, generation_plant_id) SELECT 21 as generation_plant_scenario_id, 157908 as generation_plant_id FROM switch.generation_plant_scenario_member where generation_plant_id = 5000892 and generation_plant_scenario_id = 1;
INSERT INTO switch.generation_plant_scenario_member (generation_plant_scenario_id, generation_plant_id) SELECT 21 as generation_plant_scenario_id, 158011 as generation_plant_id FROM switch.generation_plant_scenario_member where generation_plant_id = 1157631084 and generation_plant_scenario_id = 1;
INSERT INTO switch.generation_plant_scenario_member (generation_plant_scenario_id, generation_plant_id) SELECT 21 as generation_plant_scenario_id, 158013 as generation_plant_id FROM switch.generation_plant_scenario_member where generation_plant_id = 1157631086 and generation_plant_scenario_id = 1;
INSERT INTO switch.generation_plant_scenario_member (generation_plant_scenario_id, generation_plant_id) SELECT 21 as generation_plant_scenario_id, 157840 as generation_plant_id FROM switch.generation_plant_scenario_member where generation_plant_id = 5000824 and generation_plant_scenario_id = 1;
INSERT INTO switch.generation_plant_scenario_member (generation_plant_scenario_id, generation_plant_id) SELECT 21 as generation_plant_scenario_id, 158012 as generation_plant_id FROM switch.generation_plant_scenario_member where generation_plant_id = 1157631085 and generation_plant_scenario_id = 1;
INSERT INTO switch.generation_plant_scenario_member (generation_plant_scenario_id, generation_plant_id) SELECT 21 as generation_plant_scenario_id, 157909 as generation_plant_id FROM switch.generation_plant_scenario_member where generation_plant_id = 5000893 and generation_plant_scenario_id = 1;
INSERT INTO switch.generation_plant_scenario_member (generation_plant_scenario_id, generation_plant_id) SELECT 21 as generation_plant_scenario_id, 158002 as generation_plant_id FROM switch.generation_plant_scenario_member where generation_plant_id = 1157631075 and generation_plant_scenario_id = 1;
INSERT INTO switch.generation_plant_scenario_member (generation_plant_scenario_id, generation_plant_id) SELECT 21 as generation_plant_scenario_id, 157841 as generation_plant_id FROM switch.generation_plant_scenario_member where generation_plant_id = 5000825 and generation_plant_scenario_id = 1;
INSERT INTO switch.generation_plant_scenario_member (generation_plant_scenario_id, generation_plant_id) SELECT 21 as generation_plant_scenario_id, 157997 as generation_plant_id FROM switch.generation_plant_scenario_member where generation_plant_id = 1157631070 and generation_plant_scenario_id = 1;
INSERT INTO switch.generation_plant_scenario_member (generation_plant_scenario_id, generation_plant_id) SELECT 21 as generation_plant_scenario_id, 158004 as generation_plant_id FROM switch.generation_plant_scenario_member where generation_plant_id = 1157631077 and generation_plant_scenario_id = 1;
INSERT INTO switch.generation_plant_scenario_member (generation_plant_scenario_id, generation_plant_id) SELECT 21 as generation_plant_scenario_id, 157910 as generation_plant_id FROM switch.generation_plant_scenario_member where generation_plant_id = 5000894 and generation_plant_scenario_id = 1;
INSERT INTO switch.generation_plant_scenario_member (generation_plant_scenario_id, generation_plant_id) SELECT 21 as generation_plant_scenario_id, 157911 as generation_plant_id FROM switch.generation_plant_scenario_member where generation_plant_id = 5000895 and generation_plant_scenario_id = 1;
INSERT INTO switch.generation_plant_scenario_member (generation_plant_scenario_id, generation_plant_id) SELECT 21 as generation_plant_scenario_id, 157922 as generation_plant_id FROM switch.generation_plant_scenario_member where generation_plant_id = 5000906 and generation_plant_scenario_id = 1;
INSERT INTO switch.generation_plant_scenario_member (generation_plant_scenario_id, generation_plant_id) SELECT 21 as generation_plant_scenario_id, 157982 as generation_plant_id FROM switch.generation_plant_scenario_member where generation_plant_id = 1157631055 and generation_plant_scenario_id = 1;
INSERT INTO switch.generation_plant_scenario_member (generation_plant_scenario_id, generation_plant_id) SELECT 21 as generation_plant_scenario_id, 157981 as generation_plant_id FROM switch.generation_plant_scenario_member where generation_plant_id = 1157631054 and generation_plant_scenario_id = 1;
INSERT INTO switch.generation_plant_scenario_member (generation_plant_scenario_id, generation_plant_id) SELECT 21 as generation_plant_scenario_id, 157980 as generation_plant_id FROM switch.generation_plant_scenario_member where generation_plant_id = 1157631053 and generation_plant_scenario_id = 1;
INSERT INTO switch.generation_plant_scenario_member (generation_plant_scenario_id, generation_plant_id) SELECT 21 as generation_plant_scenario_id, 157942 as generation_plant_id FROM switch.generation_plant_scenario_member where generation_plant_id = 1157631015 and generation_plant_scenario_id = 1;
INSERT INTO switch.generation_plant_scenario_member (generation_plant_scenario_id, generation_plant_id) SELECT 21 as generation_plant_scenario_id, 157912 as generation_plant_id FROM switch.generation_plant_scenario_member where generation_plant_id = 5000896 and generation_plant_scenario_id = 1;
INSERT INTO switch.generation_plant_scenario_member (generation_plant_scenario_id, generation_plant_id) SELECT 21 as generation_plant_scenario_id, 157913 as generation_plant_id FROM switch.generation_plant_scenario_member where generation_plant_id = 5000897 and generation_plant_scenario_id = 1;
INSERT INTO switch.generation_plant_scenario_member (generation_plant_scenario_id, generation_plant_id) SELECT 21 as generation_plant_scenario_id, 157914 as generation_plant_id FROM switch.generation_plant_scenario_member where generation_plant_id = 5000898 and generation_plant_scenario_id = 1;
INSERT INTO switch.generation_plant_scenario_member (generation_plant_scenario_id, generation_plant_id) SELECT 21 as generation_plant_scenario_id, 157915 as generation_plant_id FROM switch.generation_plant_scenario_member where generation_plant_id = 5000899 and generation_plant_scenario_id = 1;
INSERT INTO switch.generation_plant_scenario_member (generation_plant_scenario_id, generation_plant_id) SELECT 21 as generation_plant_scenario_id, 157916 as generation_plant_id FROM switch.generation_plant_scenario_member where generation_plant_id = 5000900 and generation_plant_scenario_id = 1;
INSERT INTO switch.generation_plant_scenario_member (generation_plant_scenario_id, generation_plant_id) SELECT 21 as generation_plant_scenario_id, 157974 as generation_plant_id FROM switch.generation_plant_scenario_member where generation_plant_id = 1157631047 and generation_plant_scenario_id = 1;
INSERT INTO switch.generation_plant_scenario_member (generation_plant_scenario_id, generation_plant_id) SELECT 21 as generation_plant_scenario_id, 157976 as generation_plant_id FROM switch.generation_plant_scenario_member where generation_plant_id = 1157631049 and generation_plant_scenario_id = 1;
INSERT INTO switch.generation_plant_scenario_member (generation_plant_scenario_id, generation_plant_id) SELECT 21 as generation_plant_scenario_id, 157917 as generation_plant_id FROM switch.generation_plant_scenario_member where generation_plant_id = 5000901 and generation_plant_scenario_id = 1;
INSERT INTO switch.generation_plant_scenario_member (generation_plant_scenario_id, generation_plant_id) SELECT 21 as generation_plant_scenario_id, 157918 as generation_plant_id FROM switch.generation_plant_scenario_member where generation_plant_id = 5000902 and generation_plant_scenario_id = 1;
INSERT INTO switch.generation_plant_scenario_member (generation_plant_scenario_id, generation_plant_id) SELECT 21 as generation_plant_scenario_id, 157919 as generation_plant_id FROM switch.generation_plant_scenario_member where generation_plant_id = 5000903 and generation_plant_scenario_id = 1;
INSERT INTO switch.generation_plant_scenario_member (generation_plant_scenario_id, generation_plant_id) SELECT 21 as generation_plant_scenario_id, 157920 as generation_plant_id FROM switch.generation_plant_scenario_member where generation_plant_id = 5000904 and generation_plant_scenario_id = 1;
INSERT INTO switch.generation_plant_scenario_member (generation_plant_scenario_id, generation_plant_id) SELECT 21 as generation_plant_scenario_id, 157921 as generation_plant_id FROM switch.generation_plant_scenario_member where generation_plant_id = 5000905 and generation_plant_scenario_id = 1;
INSERT INTO switch.generation_plant_scenario_member (generation_plant_scenario_id, generation_plant_id) SELECT 21 as generation_plant_scenario_id, 157842 as generation_plant_id FROM switch.generation_plant_scenario_member where generation_plant_id = 5000826 and generation_plant_scenario_id = 1;
INSERT INTO switch.generation_plant_scenario_member (generation_plant_scenario_id, generation_plant_id) SELECT 21 as generation_plant_scenario_id, 157924 as generation_plant_id FROM switch.generation_plant_scenario_member where generation_plant_id = 5000908 and generation_plant_scenario_id = 1;
INSERT INTO switch.generation_plant_scenario_member (generation_plant_scenario_id, generation_plant_id) SELECT 21 as generation_plant_scenario_id, 157923 as generation_plant_id FROM switch.generation_plant_scenario_member where generation_plant_id = 5000907 and generation_plant_scenario_id = 1;
INSERT INTO switch.generation_plant_scenario_member (generation_plant_scenario_id, generation_plant_id) SELECT 21 as generation_plant_scenario_id, 157925 as generation_plant_id FROM switch.generation_plant_scenario_member where generation_plant_id = 5000909 and generation_plant_scenario_id = 1;
INSERT INTO switch.generation_plant_scenario_member (generation_plant_scenario_id, generation_plant_id) SELECT 21 as generation_plant_scenario_id, 157926 as generation_plant_id FROM switch.generation_plant_scenario_member where generation_plant_id = 5000910 and generation_plant_scenario_id = 1;
INSERT INTO switch.generation_plant_scenario_member (generation_plant_scenario_id, generation_plant_id) SELECT 21 as generation_plant_scenario_id, 158017 as generation_plant_id FROM switch.generation_plant_scenario_member where generation_plant_id = 1157631090 and generation_plant_scenario_id = 1;
INSERT INTO switch.generation_plant_scenario_member (generation_plant_scenario_id, generation_plant_id) SELECT 21 as generation_plant_scenario_id, 158016 as generation_plant_id FROM switch.generation_plant_scenario_member where generation_plant_id = 1157631089 and generation_plant_scenario_id = 1;
INSERT INTO switch.generation_plant_scenario_member (generation_plant_scenario_id, generation_plant_id) SELECT 21 as generation_plant_scenario_id, 158015 as generation_plant_id FROM switch.generation_plant_scenario_member where generation_plant_id = 1157631088 and generation_plant_scenario_id = 1;
INSERT INTO switch.generation_plant_scenario_member (generation_plant_scenario_id, generation_plant_id) SELECT 21 as generation_plant_scenario_id, 157975 as generation_plant_id FROM switch.generation_plant_scenario_member where generation_plant_id = 1157631048 and generation_plant_scenario_id = 1;
INSERT INTO switch.generation_plant_scenario_member (generation_plant_scenario_id, generation_plant_id) SELECT 21 as generation_plant_scenario_id, 157977 as generation_plant_id FROM switch.generation_plant_scenario_member where generation_plant_id = 1157631050 and generation_plant_scenario_id = 1;
INSERT INTO switch.generation_plant_scenario_member (generation_plant_scenario_id, generation_plant_id) SELECT 21 as generation_plant_scenario_id, 157963 as generation_plant_id FROM switch.generation_plant_scenario_member where generation_plant_id = 1157631036 and generation_plant_scenario_id = 1;
INSERT INTO switch.generation_plant_scenario_member (generation_plant_scenario_id, generation_plant_id) SELECT 21 as generation_plant_scenario_id, 157964 as generation_plant_id FROM switch.generation_plant_scenario_member where generation_plant_id = 1157631037 and generation_plant_scenario_id = 1;
INSERT INTO switch.generation_plant_scenario_member (generation_plant_scenario_id, generation_plant_id) SELECT 21 as generation_plant_scenario_id, 157965 as generation_plant_id FROM switch.generation_plant_scenario_member where generation_plant_id = 1157631038 and generation_plant_scenario_id = 1;
INSERT INTO switch.generation_plant_scenario_member (generation_plant_scenario_id, generation_plant_id) SELECT 21 as generation_plant_scenario_id, 157966 as generation_plant_id FROM switch.generation_plant_scenario_member where generation_plant_id = 1157631039 and generation_plant_scenario_id = 1;
INSERT INTO switch.generation_plant_scenario_member (generation_plant_scenario_id, generation_plant_id) SELECT 21 as generation_plant_scenario_id, 158043 as generation_plant_id FROM switch.generation_plant_scenario_member where generation_plant_id = 1157631116 and generation_plant_scenario_id = 1;
INSERT INTO switch.generation_plant_scenario_member (generation_plant_scenario_id, generation_plant_id) SELECT 21 as generation_plant_scenario_id, 158040 as generation_plant_id FROM switch.generation_plant_scenario_member where generation_plant_id = 1157631113 and generation_plant_scenario_id = 1;
INSERT INTO switch.generation_plant_scenario_member (generation_plant_scenario_id, generation_plant_id) SELECT 21 as generation_plant_scenario_id, 157843 as generation_plant_id FROM switch.generation_plant_scenario_member where generation_plant_id = 5000827 and generation_plant_scenario_id = 1;
INSERT INTO switch.generation_plant_scenario_member (generation_plant_scenario_id, generation_plant_id) SELECT 21 as generation_plant_scenario_id, 157927 as generation_plant_id FROM switch.generation_plant_scenario_member where generation_plant_id = 5000911 and generation_plant_scenario_id = 1;
INSERT INTO switch.generation_plant_scenario_member (generation_plant_scenario_id, generation_plant_id) SELECT 21 as generation_plant_scenario_id, 157928 as generation_plant_id FROM switch.generation_plant_scenario_member where generation_plant_id = 5000912 and generation_plant_scenario_id = 1;
INSERT INTO switch.generation_plant_scenario_member (generation_plant_scenario_id, generation_plant_id) SELECT 21 as generation_plant_scenario_id, 157844 as generation_plant_id FROM switch.generation_plant_scenario_member where generation_plant_id = 5000828 and generation_plant_scenario_id = 1;
INSERT INTO switch.generation_plant_scenario_member (generation_plant_scenario_id, generation_plant_id) SELECT 21 as generation_plant_scenario_id, 157929 as generation_plant_id FROM switch.generation_plant_scenario_member where generation_plant_id = 5000913 and generation_plant_scenario_id = 1;
INSERT INTO switch.generation_plant_scenario_member (generation_plant_scenario_id, generation_plant_id) SELECT 21 as generation_plant_scenario_id, 157930 as generation_plant_id FROM switch.generation_plant_scenario_member where generation_plant_id = 5000914 and generation_plant_scenario_id = 1;
INSERT INTO switch.generation_plant_scenario_member (generation_plant_scenario_id, generation_plant_id) SELECT 21 as generation_plant_scenario_id, 157931 as generation_plant_id FROM switch.generation_plant_scenario_member where generation_plant_id = 5000915 and generation_plant_scenario_id = 1;
INSERT INTO switch.generation_plant_scenario_member (generation_plant_scenario_id, generation_plant_id) SELECT 21 as generation_plant_scenario_id, 157932 as generation_plant_id FROM switch.generation_plant_scenario_member where generation_plant_id = 5000916 and generation_plant_scenario_id = 1;
INSERT INTO switch.generation_plant_scenario_member (generation_plant_scenario_id, generation_plant_id) SELECT 21 as generation_plant_scenario_id, 157933 as generation_plant_id FROM switch.generation_plant_scenario_member where generation_plant_id = 5000917 and generation_plant_scenario_id = 1;
INSERT INTO switch.generation_plant_scenario_member (generation_plant_scenario_id, generation_plant_id) SELECT 21 as generation_plant_scenario_id, 157934 as generation_plant_id FROM switch.generation_plant_scenario_member where generation_plant_id = 5000918 and generation_plant_scenario_id = 1;
INSERT INTO switch.generation_plant_scenario_member (generation_plant_scenario_id, generation_plant_id) SELECT 21 as generation_plant_scenario_id, 158010 as generation_plant_id FROM switch.generation_plant_scenario_member where generation_plant_id = 1157631083 and generation_plant_scenario_id = 1;
INSERT INTO switch.generation_plant_scenario_member (generation_plant_scenario_id, generation_plant_id) SELECT 21 as generation_plant_scenario_id, 157952 as generation_plant_id FROM switch.generation_plant_scenario_member where generation_plant_id = 1157631025 and generation_plant_scenario_id = 1;
INSERT INTO switch.generation_plant_scenario_member (generation_plant_scenario_id, generation_plant_id) SELECT 21 as generation_plant_scenario_id, 157949 as generation_plant_id FROM switch.generation_plant_scenario_member where generation_plant_id = 1157631022 and generation_plant_scenario_id = 1;
INSERT INTO switch.generation_plant_scenario_member (generation_plant_scenario_id, generation_plant_id) SELECT 21 as generation_plant_scenario_id, 157962 as generation_plant_id FROM switch.generation_plant_scenario_member where generation_plant_id = 1157631035 and generation_plant_scenario_id = 1;
INSERT INTO switch.generation_plant_scenario_member (generation_plant_scenario_id, generation_plant_id) SELECT 21 as generation_plant_scenario_id, 157935 as generation_plant_id FROM switch.generation_plant_scenario_member where generation_plant_id = 5000919 and generation_plant_scenario_id = 1;
INSERT INTO switch.generation_plant_scenario_member (generation_plant_scenario_id, generation_plant_id) SELECT 21 as generation_plant_scenario_id, 157936 as generation_plant_id FROM switch.generation_plant_scenario_member where generation_plant_id = 5000920 and generation_plant_scenario_id = 1;
INSERT INTO switch.generation_plant_scenario_member (generation_plant_scenario_id, generation_plant_id) SELECT 21 as generation_plant_scenario_id, 158007 as generation_plant_id FROM switch.generation_plant_scenario_member where generation_plant_id = 1157631080 and generation_plant_scenario_id = 1;
INSERT INTO switch.generation_plant_scenario_member (generation_plant_scenario_id, generation_plant_id) SELECT 21 as generation_plant_scenario_id, 157937 as generation_plant_id FROM switch.generation_plant_scenario_member where generation_plant_id = 5000921 and generation_plant_scenario_id = 1;
INSERT INTO switch.generation_plant_scenario_member (generation_plant_scenario_id, generation_plant_id) SELECT 21 as generation_plant_scenario_id, 157938 as generation_plant_id FROM switch.generation_plant_scenario_member where generation_plant_id = 5000922 and generation_plant_scenario_id = 1;
INSERT INTO switch.generation_plant_scenario_member (generation_plant_scenario_id, generation_plant_id) SELECT 21 as generation_plant_scenario_id, 157845 as generation_plant_id FROM switch.generation_plant_scenario_member where generation_plant_id = 5000829 and generation_plant_scenario_id = 1;
INSERT INTO switch.generation_plant_scenario_member (generation_plant_scenario_id, generation_plant_id) SELECT 21 as generation_plant_scenario_id, 158055 as generation_plant_id FROM switch.generation_plant_scenario_member where generation_plant_id = 1157631128 and generation_plant_scenario_id = 1;
INSERT INTO switch.generation_plant_scenario_member (generation_plant_scenario_id, generation_plant_id) SELECT 21 as generation_plant_scenario_id, 158056 as generation_plant_id FROM switch.generation_plant_scenario_member where generation_plant_id = 1157631129 and generation_plant_scenario_id = 1;
INSERT INTO switch.generation_plant_scenario_member (generation_plant_scenario_id, generation_plant_id) SELECT 21 as generation_plant_scenario_id, 157939 as generation_plant_id FROM switch.generation_plant_scenario_member where generation_plant_id = 5000923 and generation_plant_scenario_id = 1;
INSERT INTO switch.generation_plant_scenario_member (generation_plant_scenario_id, generation_plant_id) SELECT 21 as generation_plant_scenario_id, 158059 as generation_plant_id FROM switch.generation_plant_scenario_member where generation_plant_id = 1157631165 and generation_plant_scenario_id = 1;
INSERT INTO switch.generation_plant_scenario_member (generation_plant_scenario_id, generation_plant_id) SELECT 21 as generation_plant_scenario_id, 158068 as generation_plant_id FROM switch.generation_plant_scenario_member where generation_plant_id = 1157631174 and generation_plant_scenario_id = 1;
INSERT INTO switch.generation_plant_scenario_member (generation_plant_scenario_id, generation_plant_id) SELECT 21 as generation_plant_scenario_id, 158069 as generation_plant_id FROM switch.generation_plant_scenario_member where generation_plant_id = 1157631175 and generation_plant_scenario_id = 1;
INSERT INTO switch.generation_plant_scenario_member (generation_plant_scenario_id, generation_plant_id) SELECT 21 as generation_plant_scenario_id, 158070 as generation_plant_id FROM switch.generation_plant_scenario_member where generation_plant_id = 1157631176 and generation_plant_scenario_id = 1;
INSERT INTO switch.generation_plant_scenario_member (generation_plant_scenario_id, generation_plant_id) SELECT 21 as generation_plant_scenario_id, 158071 as generation_plant_id FROM switch.generation_plant_scenario_member where generation_plant_id = 1157631177 and generation_plant_scenario_id = 1;
INSERT INTO switch.generation_plant_scenario_member (generation_plant_scenario_id, generation_plant_id) SELECT 21 as generation_plant_scenario_id, 158072 as generation_plant_id FROM switch.generation_plant_scenario_member where generation_plant_id = 1157631178 and generation_plant_scenario_id = 1;
INSERT INTO switch.generation_plant_scenario_member (generation_plant_scenario_id, generation_plant_id) SELECT 21 as generation_plant_scenario_id, 158073 as generation_plant_id FROM switch.generation_plant_scenario_member where generation_plant_id = 1157631179 and generation_plant_scenario_id = 1;
INSERT INTO switch.generation_plant_scenario_member (generation_plant_scenario_id, generation_plant_id) SELECT 21 as generation_plant_scenario_id, 158074 as generation_plant_id FROM switch.generation_plant_scenario_member where generation_plant_id = 1157631180 and generation_plant_scenario_id = 1;
INSERT INTO switch.generation_plant_scenario_member (generation_plant_scenario_id, generation_plant_id) SELECT 21 as generation_plant_scenario_id, 158075 as generation_plant_id FROM switch.generation_plant_scenario_member where generation_plant_id = 1157631181 and generation_plant_scenario_id = 1;
INSERT INTO switch.generation_plant_scenario_member (generation_plant_scenario_id, generation_plant_id) SELECT 21 as generation_plant_scenario_id, 158076 as generation_plant_id FROM switch.generation_plant_scenario_member where generation_plant_id = 1157631182 and generation_plant_scenario_id = 1;
INSERT INTO switch.generation_plant_scenario_member (generation_plant_scenario_id, generation_plant_id) SELECT 21 as generation_plant_scenario_id, 158077 as generation_plant_id FROM switch.generation_plant_scenario_member where generation_plant_id = 1157631183 and generation_plant_scenario_id = 1;
INSERT INTO switch.generation_plant_scenario_member (generation_plant_scenario_id, generation_plant_id) SELECT 21 as generation_plant_scenario_id, 158060 as generation_plant_id FROM switch.generation_plant_scenario_member where generation_plant_id = 1157631166 and generation_plant_scenario_id = 1;
INSERT INTO switch.generation_plant_scenario_member (generation_plant_scenario_id, generation_plant_id) SELECT 21 as generation_plant_scenario_id, 158078 as generation_plant_id FROM switch.generation_plant_scenario_member where generation_plant_id = 1157631184 and generation_plant_scenario_id = 1;
INSERT INTO switch.generation_plant_scenario_member (generation_plant_scenario_id, generation_plant_id) SELECT 21 as generation_plant_scenario_id, 158079 as generation_plant_id FROM switch.generation_plant_scenario_member where generation_plant_id = 1157631185 and generation_plant_scenario_id = 1;
INSERT INTO switch.generation_plant_scenario_member (generation_plant_scenario_id, generation_plant_id) SELECT 21 as generation_plant_scenario_id, 158080 as generation_plant_id FROM switch.generation_plant_scenario_member where generation_plant_id = 1157631186 and generation_plant_scenario_id = 1;
INSERT INTO switch.generation_plant_scenario_member (generation_plant_scenario_id, generation_plant_id) SELECT 21 as generation_plant_scenario_id, 158081 as generation_plant_id FROM switch.generation_plant_scenario_member where generation_plant_id = 1157631187 and generation_plant_scenario_id = 1;
INSERT INTO switch.generation_plant_scenario_member (generation_plant_scenario_id, generation_plant_id) SELECT 21 as generation_plant_scenario_id, 158082 as generation_plant_id FROM switch.generation_plant_scenario_member where generation_plant_id = 1157631188 and generation_plant_scenario_id = 1;
INSERT INTO switch.generation_plant_scenario_member (generation_plant_scenario_id, generation_plant_id) SELECT 21 as generation_plant_scenario_id, 158083 as generation_plant_id FROM switch.generation_plant_scenario_member where generation_plant_id = 1157631189 and generation_plant_scenario_id = 1;
INSERT INTO switch.generation_plant_scenario_member (generation_plant_scenario_id, generation_plant_id) SELECT 21 as generation_plant_scenario_id, 158084 as generation_plant_id FROM switch.generation_plant_scenario_member where generation_plant_id = 1157631190 and generation_plant_scenario_id = 1;
INSERT INTO switch.generation_plant_scenario_member (generation_plant_scenario_id, generation_plant_id) SELECT 21 as generation_plant_scenario_id, 158085 as generation_plant_id FROM switch.generation_plant_scenario_member where generation_plant_id = 1157631191 and generation_plant_scenario_id = 1;
INSERT INTO switch.generation_plant_scenario_member (generation_plant_scenario_id, generation_plant_id) SELECT 21 as generation_plant_scenario_id, 158086 as generation_plant_id FROM switch.generation_plant_scenario_member where generation_plant_id = 1157631192 and generation_plant_scenario_id = 1;
INSERT INTO switch.generation_plant_scenario_member (generation_plant_scenario_id, generation_plant_id) SELECT 21 as generation_plant_scenario_id, 158087 as generation_plant_id FROM switch.generation_plant_scenario_member where generation_plant_id = 1157631193 and generation_plant_scenario_id = 1;
INSERT INTO switch.generation_plant_scenario_member (generation_plant_scenario_id, generation_plant_id) SELECT 21 as generation_plant_scenario_id, 158061 as generation_plant_id FROM switch.generation_plant_scenario_member where generation_plant_id = 1157631167 and generation_plant_scenario_id = 1;
INSERT INTO switch.generation_plant_scenario_member (generation_plant_scenario_id, generation_plant_id) SELECT 21 as generation_plant_scenario_id, 158088 as generation_plant_id FROM switch.generation_plant_scenario_member where generation_plant_id = 1157631194 and generation_plant_scenario_id = 1;
INSERT INTO switch.generation_plant_scenario_member (generation_plant_scenario_id, generation_plant_id) SELECT 21 as generation_plant_scenario_id, 158089 as generation_plant_id FROM switch.generation_plant_scenario_member where generation_plant_id = 1157631195 and generation_plant_scenario_id = 1;
INSERT INTO switch.generation_plant_scenario_member (generation_plant_scenario_id, generation_plant_id) SELECT 21 as generation_plant_scenario_id, 158090 as generation_plant_id FROM switch.generation_plant_scenario_member where generation_plant_id = 1157631196 and generation_plant_scenario_id = 1;
INSERT INTO switch.generation_plant_scenario_member (generation_plant_scenario_id, generation_plant_id) SELECT 21 as generation_plant_scenario_id, 158091 as generation_plant_id FROM switch.generation_plant_scenario_member where generation_plant_id = 1157631197 and generation_plant_scenario_id = 1;
INSERT INTO switch.generation_plant_scenario_member (generation_plant_scenario_id, generation_plant_id) SELECT 21 as generation_plant_scenario_id, 158092 as generation_plant_id FROM switch.generation_plant_scenario_member where generation_plant_id = 1157631198 and generation_plant_scenario_id = 1;
INSERT INTO switch.generation_plant_scenario_member (generation_plant_scenario_id, generation_plant_id) SELECT 21 as generation_plant_scenario_id, 158062 as generation_plant_id FROM switch.generation_plant_scenario_member where generation_plant_id = 1157631168 and generation_plant_scenario_id = 1;
INSERT INTO switch.generation_plant_scenario_member (generation_plant_scenario_id, generation_plant_id) SELECT 21 as generation_plant_scenario_id, 158063 as generation_plant_id FROM switch.generation_plant_scenario_member where generation_plant_id = 1157631169 and generation_plant_scenario_id = 1;
INSERT INTO switch.generation_plant_scenario_member (generation_plant_scenario_id, generation_plant_id) SELECT 21 as generation_plant_scenario_id, 158064 as generation_plant_id FROM switch.generation_plant_scenario_member where generation_plant_id = 1157631170 and generation_plant_scenario_id = 1;
INSERT INTO switch.generation_plant_scenario_member (generation_plant_scenario_id, generation_plant_id) SELECT 21 as generation_plant_scenario_id, 158065 as generation_plant_id FROM switch.generation_plant_scenario_member where generation_plant_id = 1157631171 and generation_plant_scenario_id = 1;
INSERT INTO switch.generation_plant_scenario_member (generation_plant_scenario_id, generation_plant_id) SELECT 21 as generation_plant_scenario_id, 158066 as generation_plant_id FROM switch.generation_plant_scenario_member where generation_plant_id = 1157631172 and generation_plant_scenario_id = 1;
INSERT INTO switch.generation_plant_scenario_member (generation_plant_scenario_id, generation_plant_id) SELECT 21 as generation_plant_scenario_id, 158067 as generation_plant_id FROM switch.generation_plant_scenario_member where generation_plant_id = 1157631173 and generation_plant_scenario_id = 1;
INSERT INTO switch.generation_plant_scenario_member (generation_plant_scenario_id, generation_plant_id) SELECT 21 as generation_plant_scenario_id, 158009 as generation_plant_id FROM switch.generation_plant_scenario_member where generation_plant_id = 1157631082 and generation_plant_scenario_id = 1;
INSERT INTO switch.generation_plant_scenario_member (generation_plant_scenario_id, generation_plant_id) SELECT 21 as generation_plant_scenario_id, 158014 as generation_plant_id FROM switch.generation_plant_scenario_member where generation_plant_id = 1157631087 and generation_plant_scenario_id = 1;

## gen_plant_existing_and_planned
INSERT INTO switch.generation_plant_existing_and_planned (generation_plant_existing_and_planned_scenario_id, generation_plant_id, build_year, capacity)
SELECT 21 as generation_plant_existing_and_planned_scenario_id, 154089 as generation_plant_id, build_year, capacity
FROM switch.generation_plant_existing_and_planned
WHERE generation_plant_id = 5000830
AND generation_plant_existing_and_planned_scenario_id = 1;
INSERT INTO switch.generation_plant_existing_and_planned (generation_plant_existing_and_planned_scenario_id, generation_plant_id, build_year, capacity) SELECT 21 as generation_plant_existing_and_planned_scenario_id, | new_id | as generation_plant_id, build_year, capacity FROM switch.generation_plant_existing_and_planned WHERE generation_plant_id = | old_id | AND generation_plant_existing_and_planned_scenario_id = 1;
INSERT INTO switch.generation_plant_existing_and_planned (generation_plant_existing_and_planned_scenario_id, generation_plant_id, build_year, capacity) SELECT 21 as generation_plant_existing_and_planned_scenario_id, 157846 as generation_plant_id, build_year, capacity FROM switch.generation_plant_existing_and_planned WHERE generation_plant_id = 5000830 AND generation_plant_existing_and_planned_scenario_id = 1;
INSERT INTO switch.generation_plant_existing_and_planned (generation_plant_existing_and_planned_scenario_id, generation_plant_id, build_year, capacity) SELECT 21 as generation_plant_existing_and_planned_scenario_id, 157959 as generation_plant_id, build_year, capacity FROM switch.generation_plant_existing_and_planned WHERE generation_plant_id = 1157631032 AND generation_plant_existing_and_planned_scenario_id = 1;
INSERT INTO switch.generation_plant_existing_and_planned (generation_plant_existing_and_planned_scenario_id, generation_plant_id, build_year, capacity) SELECT 21 as generation_plant_existing_and_planned_scenario_id, 157847 as generation_plant_id, build_year, capacity FROM switch.generation_plant_existing_and_planned WHERE generation_plant_id = 5000831 AND generation_plant_existing_and_planned_scenario_id = 1;
INSERT INTO switch.generation_plant_existing_and_planned (generation_plant_existing_and_planned_scenario_id, generation_plant_id, build_year, capacity) SELECT 21 as generation_plant_existing_and_planned_scenario_id, 158008 as generation_plant_id, build_year, capacity FROM switch.generation_plant_existing_and_planned WHERE generation_plant_id = 1157631081 AND generation_plant_existing_and_planned_scenario_id = 1;
INSERT INTO switch.generation_plant_existing_and_planned (generation_plant_existing_and_planned_scenario_id, generation_plant_id, build_year, capacity) SELECT 21 as generation_plant_existing_and_planned_scenario_id, 157848 as generation_plant_id, build_year, capacity FROM switch.generation_plant_existing_and_planned WHERE generation_plant_id = 5000832 AND generation_plant_existing_and_planned_scenario_id = 1;
INSERT INTO switch.generation_plant_existing_and_planned (generation_plant_existing_and_planned_scenario_id, generation_plant_id, build_year, capacity) SELECT 21 as generation_plant_existing_and_planned_scenario_id, 157849 as generation_plant_id, build_year, capacity FROM switch.generation_plant_existing_and_planned WHERE generation_plant_id = 5000833 AND generation_plant_existing_and_planned_scenario_id = 1;
INSERT INTO switch.generation_plant_existing_and_planned (generation_plant_existing_and_planned_scenario_id, generation_plant_id, build_year, capacity) SELECT 21 as generation_plant_existing_and_planned_scenario_id, 157851 as generation_plant_id, build_year, capacity FROM switch.generation_plant_existing_and_planned WHERE generation_plant_id = 5000835 AND generation_plant_existing_and_planned_scenario_id = 1;
INSERT INTO switch.generation_plant_existing_and_planned (generation_plant_existing_and_planned_scenario_id, generation_plant_id, build_year, capacity) SELECT 21 as generation_plant_existing_and_planned_scenario_id, 157850 as generation_plant_id, build_year, capacity FROM switch.generation_plant_existing_and_planned WHERE generation_plant_id = 5000834 AND generation_plant_existing_and_planned_scenario_id = 1;
INSERT INTO switch.generation_plant_existing_and_planned (generation_plant_existing_and_planned_scenario_id, generation_plant_id, build_year, capacity) SELECT 21 as generation_plant_existing_and_planned_scenario_id, 158044 as generation_plant_id, build_year, capacity FROM switch.generation_plant_existing_and_planned WHERE generation_plant_id = 1157631117 AND generation_plant_existing_and_planned_scenario_id = 1;
INSERT INTO switch.generation_plant_existing_and_planned (generation_plant_existing_and_planned_scenario_id, generation_plant_id, build_year, capacity) SELECT 21 as generation_plant_existing_and_planned_scenario_id, 157961 as generation_plant_id, build_year, capacity FROM switch.generation_plant_existing_and_planned WHERE generation_plant_id = 1157631034 AND generation_plant_existing_and_planned_scenario_id = 1;
INSERT INTO switch.generation_plant_existing_and_planned (generation_plant_existing_and_planned_scenario_id, generation_plant_id, build_year, capacity) SELECT 21 as generation_plant_existing_and_planned_scenario_id, 157960 as generation_plant_id, build_year, capacity FROM switch.generation_plant_existing_and_planned WHERE generation_plant_id = 1157631033 AND generation_plant_existing_and_planned_scenario_id = 1;
INSERT INTO switch.generation_plant_existing_and_planned (generation_plant_existing_and_planned_scenario_id, generation_plant_id, build_year, capacity) SELECT 21 as generation_plant_existing_and_planned_scenario_id, 157824 as generation_plant_id, build_year, capacity FROM switch.generation_plant_existing_and_planned WHERE generation_plant_id = 5000808 AND generation_plant_existing_and_planned_scenario_id = 1;
INSERT INTO switch.generation_plant_existing_and_planned (generation_plant_existing_and_planned_scenario_id, generation_plant_id, build_year, capacity) SELECT 21 as generation_plant_existing_and_planned_scenario_id, 157971 as generation_plant_id, build_year, capacity FROM switch.generation_plant_existing_and_planned WHERE generation_plant_id = 1157631044 AND generation_plant_existing_and_planned_scenario_id = 1;
INSERT INTO switch.generation_plant_existing_and_planned (generation_plant_existing_and_planned_scenario_id, generation_plant_id, build_year, capacity) SELECT 21 as generation_plant_existing_and_planned_scenario_id, 157972 as generation_plant_id, build_year, capacity FROM switch.generation_plant_existing_and_planned WHERE generation_plant_id = 1157631045 AND generation_plant_existing_and_planned_scenario_id = 1;
INSERT INTO switch.generation_plant_existing_and_planned (generation_plant_existing_and_planned_scenario_id, generation_plant_id, build_year, capacity) SELECT 21 as generation_plant_existing_and_planned_scenario_id, 157970 as generation_plant_id, build_year, capacity FROM switch.generation_plant_existing_and_planned WHERE generation_plant_id = 1157631043 AND generation_plant_existing_and_planned_scenario_id = 1;
INSERT INTO switch.generation_plant_existing_and_planned (generation_plant_existing_and_planned_scenario_id, generation_plant_id, build_year, capacity) SELECT 21 as generation_plant_existing_and_planned_scenario_id, 157945 as generation_plant_id, build_year, capacity FROM switch.generation_plant_existing_and_planned WHERE generation_plant_id = 1157631018 AND generation_plant_existing_and_planned_scenario_id = 1;
INSERT INTO switch.generation_plant_existing_and_planned (generation_plant_existing_and_planned_scenario_id, generation_plant_id, build_year, capacity) SELECT 21 as generation_plant_existing_and_planned_scenario_id, 157825 as generation_plant_id, build_year, capacity FROM switch.generation_plant_existing_and_planned WHERE generation_plant_id = 5000809 AND generation_plant_existing_and_planned_scenario_id = 1;
INSERT INTO switch.generation_plant_existing_and_planned (generation_plant_existing_and_planned_scenario_id, generation_plant_id, build_year, capacity) SELECT 21 as generation_plant_existing_and_planned_scenario_id, 157826 as generation_plant_id, build_year, capacity FROM switch.generation_plant_existing_and_planned WHERE generation_plant_id = 5000810 AND generation_plant_existing_and_planned_scenario_id = 1;
INSERT INTO switch.generation_plant_existing_and_planned (generation_plant_existing_and_planned_scenario_id, generation_plant_id, build_year, capacity) SELECT 21 as generation_plant_existing_and_planned_scenario_id, 157827 as generation_plant_id, build_year, capacity FROM switch.generation_plant_existing_and_planned WHERE generation_plant_id = 5000811 AND generation_plant_existing_and_planned_scenario_id = 1;
INSERT INTO switch.generation_plant_existing_and_planned (generation_plant_existing_and_planned_scenario_id, generation_plant_id, build_year, capacity) SELECT 21 as generation_plant_existing_and_planned_scenario_id, 157852 as generation_plant_id, build_year, capacity FROM switch.generation_plant_existing_and_planned WHERE generation_plant_id = 5000836 AND generation_plant_existing_and_planned_scenario_id = 1;
INSERT INTO switch.generation_plant_existing_and_planned (generation_plant_existing_and_planned_scenario_id, generation_plant_id, build_year, capacity) SELECT 21 as generation_plant_existing_and_planned_scenario_id, 157853 as generation_plant_id, build_year, capacity FROM switch.generation_plant_existing_and_planned WHERE generation_plant_id = 5000837 AND generation_plant_existing_and_planned_scenario_id = 1;
INSERT INTO switch.generation_plant_existing_and_planned (generation_plant_existing_and_planned_scenario_id, generation_plant_id, build_year, capacity) SELECT 21 as generation_plant_existing_and_planned_scenario_id, 157828 as generation_plant_id, build_year, capacity FROM switch.generation_plant_existing_and_planned WHERE generation_plant_id = 5000812 AND generation_plant_existing_and_planned_scenario_id = 1;
INSERT INTO switch.generation_plant_existing_and_planned (generation_plant_existing_and_planned_scenario_id, generation_plant_id, build_year, capacity) SELECT 21 as generation_plant_existing_and_planned_scenario_id, 157829 as generation_plant_id, build_year, capacity FROM switch.generation_plant_existing_and_planned WHERE generation_plant_id = 5000813 AND generation_plant_existing_and_planned_scenario_id = 1;
INSERT INTO switch.generation_plant_existing_and_planned (generation_plant_existing_and_planned_scenario_id, generation_plant_id, build_year, capacity) SELECT 21 as generation_plant_existing_and_planned_scenario_id, 157854 as generation_plant_id, build_year, capacity FROM switch.generation_plant_existing_and_planned WHERE generation_plant_id = 5000838 AND generation_plant_existing_and_planned_scenario_id = 1;
INSERT INTO switch.generation_plant_existing_and_planned (generation_plant_existing_and_planned_scenario_id, generation_plant_id, build_year, capacity) SELECT 21 as generation_plant_existing_and_planned_scenario_id, 157855 as generation_plant_id, build_year, capacity FROM switch.generation_plant_existing_and_planned WHERE generation_plant_id = 5000839 AND generation_plant_existing_and_planned_scenario_id = 1;
INSERT INTO switch.generation_plant_existing_and_planned (generation_plant_existing_and_planned_scenario_id, generation_plant_id, build_year, capacity) SELECT 21 as generation_plant_existing_and_planned_scenario_id, 157856 as generation_plant_id, build_year, capacity FROM switch.generation_plant_existing_and_planned WHERE generation_plant_id = 5000840 AND generation_plant_existing_and_planned_scenario_id = 1;
INSERT INTO switch.generation_plant_existing_and_planned (generation_plant_existing_and_planned_scenario_id, generation_plant_id, build_year, capacity) SELECT 21 as generation_plant_existing_and_planned_scenario_id, 157857 as generation_plant_id, build_year, capacity FROM switch.generation_plant_existing_and_planned WHERE generation_plant_id = 5000841 AND generation_plant_existing_and_planned_scenario_id = 1;
INSERT INTO switch.generation_plant_existing_and_planned (generation_plant_existing_and_planned_scenario_id, generation_plant_id, build_year, capacity) SELECT 21 as generation_plant_existing_and_planned_scenario_id, 157858 as generation_plant_id, build_year, capacity FROM switch.generation_plant_existing_and_planned WHERE generation_plant_id = 5000842 AND generation_plant_existing_and_planned_scenario_id = 1;
INSERT INTO switch.generation_plant_existing_and_planned (generation_plant_existing_and_planned_scenario_id, generation_plant_id, build_year, capacity) SELECT 21 as generation_plant_existing_and_planned_scenario_id, 158046 as generation_plant_id, build_year, capacity FROM switch.generation_plant_existing_and_planned WHERE generation_plant_id = 1157631119 AND generation_plant_existing_and_planned_scenario_id = 1;
INSERT INTO switch.generation_plant_existing_and_planned (generation_plant_existing_and_planned_scenario_id, generation_plant_id, build_year, capacity) SELECT 21 as generation_plant_existing_and_planned_scenario_id, 158047 as generation_plant_id, build_year, capacity FROM switch.generation_plant_existing_and_planned WHERE generation_plant_id = 1157631120 AND generation_plant_existing_and_planned_scenario_id = 1;
INSERT INTO switch.generation_plant_existing_and_planned (generation_plant_existing_and_planned_scenario_id, generation_plant_id, build_year, capacity) SELECT 21 as generation_plant_existing_and_planned_scenario_id, 158048 as generation_plant_id, build_year, capacity FROM switch.generation_plant_existing_and_planned WHERE generation_plant_id = 1157631121 AND generation_plant_existing_and_planned_scenario_id = 1;
INSERT INTO switch.generation_plant_existing_and_planned (generation_plant_existing_and_planned_scenario_id, generation_plant_id, build_year, capacity) SELECT 21 as generation_plant_existing_and_planned_scenario_id, 158049 as generation_plant_id, build_year, capacity FROM switch.generation_plant_existing_and_planned WHERE generation_plant_id = 1157631122 AND generation_plant_existing_and_planned_scenario_id = 1;
INSERT INTO switch.generation_plant_existing_and_planned (generation_plant_existing_and_planned_scenario_id, generation_plant_id, build_year, capacity) SELECT 21 as generation_plant_existing_and_planned_scenario_id, 158050 as generation_plant_id, build_year, capacity FROM switch.generation_plant_existing_and_planned WHERE generation_plant_id = 1157631123 AND generation_plant_existing_and_planned_scenario_id = 1;
INSERT INTO switch.generation_plant_existing_and_planned (generation_plant_existing_and_planned_scenario_id, generation_plant_id, build_year, capacity) SELECT 21 as generation_plant_existing_and_planned_scenario_id, 158051 as generation_plant_id, build_year, capacity FROM switch.generation_plant_existing_and_planned WHERE generation_plant_id = 1157631124 AND generation_plant_existing_and_planned_scenario_id = 1;
INSERT INTO switch.generation_plant_existing_and_planned (generation_plant_existing_and_planned_scenario_id, generation_plant_id, build_year, capacity) SELECT 21 as generation_plant_existing_and_planned_scenario_id, 157859 as generation_plant_id, build_year, capacity FROM switch.generation_plant_existing_and_planned WHERE generation_plant_id = 5000843 AND generation_plant_existing_and_planned_scenario_id = 1;
INSERT INTO switch.generation_plant_existing_and_planned (generation_plant_existing_and_planned_scenario_id, generation_plant_id, build_year, capacity) SELECT 21 as generation_plant_existing_and_planned_scenario_id, 157860 as generation_plant_id, build_year, capacity FROM switch.generation_plant_existing_and_planned WHERE generation_plant_id = 5000844 AND generation_plant_existing_and_planned_scenario_id = 1;
INSERT INTO switch.generation_plant_existing_and_planned (generation_plant_existing_and_planned_scenario_id, generation_plant_id, build_year, capacity) SELECT 21 as generation_plant_existing_and_planned_scenario_id, 157940 as generation_plant_id, build_year, capacity FROM switch.generation_plant_existing_and_planned WHERE generation_plant_id = 1157631013 AND generation_plant_existing_and_planned_scenario_id = 1;
INSERT INTO switch.generation_plant_existing_and_planned (generation_plant_existing_and_planned_scenario_id, generation_plant_id, build_year, capacity) SELECT 21 as generation_plant_existing_and_planned_scenario_id, 157978 as generation_plant_id, build_year, capacity FROM switch.generation_plant_existing_and_planned WHERE generation_plant_id = 1157631051 AND generation_plant_existing_and_planned_scenario_id = 1;
INSERT INTO switch.generation_plant_existing_and_planned (generation_plant_existing_and_planned_scenario_id, generation_plant_id, build_year, capacity) SELECT 21 as generation_plant_existing_and_planned_scenario_id, 157861 as generation_plant_id, build_year, capacity FROM switch.generation_plant_existing_and_planned WHERE generation_plant_id = 5000845 AND generation_plant_existing_and_planned_scenario_id = 1;
INSERT INTO switch.generation_plant_existing_and_planned (generation_plant_existing_and_planned_scenario_id, generation_plant_id, build_year, capacity) SELECT 21 as generation_plant_existing_and_planned_scenario_id, 158018 as generation_plant_id, build_year, capacity FROM switch.generation_plant_existing_and_planned WHERE generation_plant_id = 1157631091 AND generation_plant_existing_and_planned_scenario_id = 1;
INSERT INTO switch.generation_plant_existing_and_planned (generation_plant_existing_and_planned_scenario_id, generation_plant_id, build_year, capacity) SELECT 21 as generation_plant_existing_and_planned_scenario_id, 158019 as generation_plant_id, build_year, capacity FROM switch.generation_plant_existing_and_planned WHERE generation_plant_id = 1157631092 AND generation_plant_existing_and_planned_scenario_id = 1;
INSERT INTO switch.generation_plant_existing_and_planned (generation_plant_existing_and_planned_scenario_id, generation_plant_id, build_year, capacity) SELECT 21 as generation_plant_existing_and_planned_scenario_id, 157830 as generation_plant_id, build_year, capacity FROM switch.generation_plant_existing_and_planned WHERE generation_plant_id = 5000814 AND generation_plant_existing_and_planned_scenario_id = 1;
INSERT INTO switch.generation_plant_existing_and_planned (generation_plant_existing_and_planned_scenario_id, generation_plant_id, build_year, capacity) SELECT 21 as generation_plant_existing_and_planned_scenario_id, 157958 as generation_plant_id, build_year, capacity FROM switch.generation_plant_existing_and_planned WHERE generation_plant_id = 1157631031 AND generation_plant_existing_and_planned_scenario_id = 1;
INSERT INTO switch.generation_plant_existing_and_planned (generation_plant_existing_and_planned_scenario_id, generation_plant_id, build_year, capacity) SELECT 21 as generation_plant_existing_and_planned_scenario_id, 157950 as generation_plant_id, build_year, capacity FROM switch.generation_plant_existing_and_planned WHERE generation_plant_id = 1157631023 AND generation_plant_existing_and_planned_scenario_id = 1;
INSERT INTO switch.generation_plant_existing_and_planned (generation_plant_existing_and_planned_scenario_id, generation_plant_id, build_year, capacity) SELECT 21 as generation_plant_existing_and_planned_scenario_id, 157941 as generation_plant_id, build_year, capacity FROM switch.generation_plant_existing_and_planned WHERE generation_plant_id = 1157631014 AND generation_plant_existing_and_planned_scenario_id = 1;
INSERT INTO switch.generation_plant_existing_and_planned (generation_plant_existing_and_planned_scenario_id, generation_plant_id, build_year, capacity) SELECT 21 as generation_plant_existing_and_planned_scenario_id, 158031 as generation_plant_id, build_year, capacity FROM switch.generation_plant_existing_and_planned WHERE generation_plant_id = 1157631104 AND generation_plant_existing_and_planned_scenario_id = 1;
INSERT INTO switch.generation_plant_existing_and_planned (generation_plant_existing_and_planned_scenario_id, generation_plant_id, build_year, capacity) SELECT 21 as generation_plant_existing_and_planned_scenario_id, 158028 as generation_plant_id, build_year, capacity FROM switch.generation_plant_existing_and_planned WHERE generation_plant_id = 1157631101 AND generation_plant_existing_and_planned_scenario_id = 1;
INSERT INTO switch.generation_plant_existing_and_planned (generation_plant_existing_and_planned_scenario_id, generation_plant_id, build_year, capacity) SELECT 21 as generation_plant_existing_and_planned_scenario_id, 158029 as generation_plant_id, build_year, capacity FROM switch.generation_plant_existing_and_planned WHERE generation_plant_id = 1157631102 AND generation_plant_existing_and_planned_scenario_id = 1;
INSERT INTO switch.generation_plant_existing_and_planned (generation_plant_existing_and_planned_scenario_id, generation_plant_id, build_year, capacity) SELECT 21 as generation_plant_existing_and_planned_scenario_id, 158030 as generation_plant_id, build_year, capacity FROM switch.generation_plant_existing_and_planned WHERE generation_plant_id = 1157631103 AND generation_plant_existing_and_planned_scenario_id = 1;
INSERT INTO switch.generation_plant_existing_and_planned (generation_plant_existing_and_planned_scenario_id, generation_plant_id, build_year, capacity) SELECT 21 as generation_plant_existing_and_planned_scenario_id, 158034 as generation_plant_id, build_year, capacity FROM switch.generation_plant_existing_and_planned WHERE generation_plant_id = 1157631107 AND generation_plant_existing_and_planned_scenario_id = 1;
INSERT INTO switch.generation_plant_existing_and_planned (generation_plant_existing_and_planned_scenario_id, generation_plant_id, build_year, capacity) SELECT 21 as generation_plant_existing_and_planned_scenario_id, 158036 as generation_plant_id, build_year, capacity FROM switch.generation_plant_existing_and_planned WHERE generation_plant_id = 1157631109 AND generation_plant_existing_and_planned_scenario_id = 1;
INSERT INTO switch.generation_plant_existing_and_planned (generation_plant_existing_and_planned_scenario_id, generation_plant_id, build_year, capacity) SELECT 21 as generation_plant_existing_and_planned_scenario_id, 158037 as generation_plant_id, build_year, capacity FROM switch.generation_plant_existing_and_planned WHERE generation_plant_id = 1157631110 AND generation_plant_existing_and_planned_scenario_id = 1;
INSERT INTO switch.generation_plant_existing_and_planned (generation_plant_existing_and_planned_scenario_id, generation_plant_id, build_year, capacity) SELECT 21 as generation_plant_existing_and_planned_scenario_id, 158039 as generation_plant_id, build_year, capacity FROM switch.generation_plant_existing_and_planned WHERE generation_plant_id = 1157631112 AND generation_plant_existing_and_planned_scenario_id = 1;
INSERT INTO switch.generation_plant_existing_and_planned (generation_plant_existing_and_planned_scenario_id, generation_plant_id, build_year, capacity) SELECT 21 as generation_plant_existing_and_planned_scenario_id, 158038 as generation_plant_id, build_year, capacity FROM switch.generation_plant_existing_and_planned WHERE generation_plant_id = 1157631111 AND generation_plant_existing_and_planned_scenario_id = 1;
INSERT INTO switch.generation_plant_existing_and_planned (generation_plant_existing_and_planned_scenario_id, generation_plant_id, build_year, capacity) SELECT 21 as generation_plant_existing_and_planned_scenario_id, 158027 as generation_plant_id, build_year, capacity FROM switch.generation_plant_existing_and_planned WHERE generation_plant_id = 1157631100 AND generation_plant_existing_and_planned_scenario_id = 1;
INSERT INTO switch.generation_plant_existing_and_planned (generation_plant_existing_and_planned_scenario_id, generation_plant_id, build_year, capacity) SELECT 21 as generation_plant_existing_and_planned_scenario_id, 158035 as generation_plant_id, build_year, capacity FROM switch.generation_plant_existing_and_planned WHERE generation_plant_id = 1157631108 AND generation_plant_existing_and_planned_scenario_id = 1;
INSERT INTO switch.generation_plant_existing_and_planned (generation_plant_existing_and_planned_scenario_id, generation_plant_id, build_year, capacity) SELECT 21 as generation_plant_existing_and_planned_scenario_id, 158033 as generation_plant_id, build_year, capacity FROM switch.generation_plant_existing_and_planned WHERE generation_plant_id = 1157631106 AND generation_plant_existing_and_planned_scenario_id = 1;
INSERT INTO switch.generation_plant_existing_and_planned (generation_plant_existing_and_planned_scenario_id, generation_plant_id, build_year, capacity) SELECT 21 as generation_plant_existing_and_planned_scenario_id, 158032 as generation_plant_id, build_year, capacity FROM switch.generation_plant_existing_and_planned WHERE generation_plant_id = 1157631105 AND generation_plant_existing_and_planned_scenario_id = 1;
INSERT INTO switch.generation_plant_existing_and_planned (generation_plant_existing_and_planned_scenario_id, generation_plant_id, build_year, capacity) SELECT 21 as generation_plant_existing_and_planned_scenario_id, 157862 as generation_plant_id, build_year, capacity FROM switch.generation_plant_existing_and_planned WHERE generation_plant_id = 5000846 AND generation_plant_existing_and_planned_scenario_id = 1;
INSERT INTO switch.generation_plant_existing_and_planned (generation_plant_existing_and_planned_scenario_id, generation_plant_id, build_year, capacity) SELECT 21 as generation_plant_existing_and_planned_scenario_id, 157831 as generation_plant_id, build_year, capacity FROM switch.generation_plant_existing_and_planned WHERE generation_plant_id = 5000815 AND generation_plant_existing_and_planned_scenario_id = 1;
INSERT INTO switch.generation_plant_existing_and_planned (generation_plant_existing_and_planned_scenario_id, generation_plant_id, build_year, capacity) SELECT 21 as generation_plant_existing_and_planned_scenario_id, 157863 as generation_plant_id, build_year, capacity FROM switch.generation_plant_existing_and_planned WHERE generation_plant_id = 5000847 AND generation_plant_existing_and_planned_scenario_id = 1;
INSERT INTO switch.generation_plant_existing_and_planned (generation_plant_existing_and_planned_scenario_id, generation_plant_id, build_year, capacity) SELECT 21 as generation_plant_existing_and_planned_scenario_id, 157864 as generation_plant_id, build_year, capacity FROM switch.generation_plant_existing_and_planned WHERE generation_plant_id = 5000848 AND generation_plant_existing_and_planned_scenario_id = 1;
INSERT INTO switch.generation_plant_existing_and_planned (generation_plant_existing_and_planned_scenario_id, generation_plant_id, build_year, capacity) SELECT 21 as generation_plant_existing_and_planned_scenario_id, 157865 as generation_plant_id, build_year, capacity FROM switch.generation_plant_existing_and_planned WHERE generation_plant_id = 5000849 AND generation_plant_existing_and_planned_scenario_id = 1;
INSERT INTO switch.generation_plant_existing_and_planned (generation_plant_existing_and_planned_scenario_id, generation_plant_id, build_year, capacity) SELECT 21 as generation_plant_existing_and_planned_scenario_id, 157866 as generation_plant_id, build_year, capacity FROM switch.generation_plant_existing_and_planned WHERE generation_plant_id = 5000850 AND generation_plant_existing_and_planned_scenario_id = 1;
INSERT INTO switch.generation_plant_existing_and_planned (generation_plant_existing_and_planned_scenario_id, generation_plant_id, build_year, capacity) SELECT 21 as generation_plant_existing_and_planned_scenario_id, 157993 as generation_plant_id, build_year, capacity FROM switch.generation_plant_existing_and_planned WHERE generation_plant_id = 1157631066 AND generation_plant_existing_and_planned_scenario_id = 1;
INSERT INTO switch.generation_plant_existing_and_planned (generation_plant_existing_and_planned_scenario_id, generation_plant_id, build_year, capacity) SELECT 21 as generation_plant_existing_and_planned_scenario_id, 157995 as generation_plant_id, build_year, capacity FROM switch.generation_plant_existing_and_planned WHERE generation_plant_id = 1157631068 AND generation_plant_existing_and_planned_scenario_id = 1;
INSERT INTO switch.generation_plant_existing_and_planned (generation_plant_existing_and_planned_scenario_id, generation_plant_id, build_year, capacity) SELECT 21 as generation_plant_existing_and_planned_scenario_id, 157867 as generation_plant_id, build_year, capacity FROM switch.generation_plant_existing_and_planned WHERE generation_plant_id = 5000851 AND generation_plant_existing_and_planned_scenario_id = 1;
INSERT INTO switch.generation_plant_existing_and_planned (generation_plant_existing_and_planned_scenario_id, generation_plant_id, build_year, capacity) SELECT 21 as generation_plant_existing_and_planned_scenario_id, 158006 as generation_plant_id, build_year, capacity FROM switch.generation_plant_existing_and_planned WHERE generation_plant_id = 1157631079 AND generation_plant_existing_and_planned_scenario_id = 1;
INSERT INTO switch.generation_plant_existing_and_planned (generation_plant_existing_and_planned_scenario_id, generation_plant_id, build_year, capacity) SELECT 21 as generation_plant_existing_and_planned_scenario_id, 157868 as generation_plant_id, build_year, capacity FROM switch.generation_plant_existing_and_planned WHERE generation_plant_id = 5000852 AND generation_plant_existing_and_planned_scenario_id = 1;
INSERT INTO switch.generation_plant_existing_and_planned (generation_plant_existing_and_planned_scenario_id, generation_plant_id, build_year, capacity) SELECT 21 as generation_plant_existing_and_planned_scenario_id, 157832 as generation_plant_id, build_year, capacity FROM switch.generation_plant_existing_and_planned WHERE generation_plant_id = 5000816 AND generation_plant_existing_and_planned_scenario_id = 1;
INSERT INTO switch.generation_plant_existing_and_planned (generation_plant_existing_and_planned_scenario_id, generation_plant_id, build_year, capacity) SELECT 21 as generation_plant_existing_and_planned_scenario_id, 157869 as generation_plant_id, build_year, capacity FROM switch.generation_plant_existing_and_planned WHERE generation_plant_id = 5000853 AND generation_plant_existing_and_planned_scenario_id = 1;
INSERT INTO switch.generation_plant_existing_and_planned (generation_plant_existing_and_planned_scenario_id, generation_plant_id, build_year, capacity) SELECT 21 as generation_plant_existing_and_planned_scenario_id, 157870 as generation_plant_id, build_year, capacity FROM switch.generation_plant_existing_and_planned WHERE generation_plant_id = 5000854 AND generation_plant_existing_and_planned_scenario_id = 1;
INSERT INTO switch.generation_plant_existing_and_planned (generation_plant_existing_and_planned_scenario_id, generation_plant_id, build_year, capacity) SELECT 21 as generation_plant_existing_and_planned_scenario_id, 157957 as generation_plant_id, build_year, capacity FROM switch.generation_plant_existing_and_planned WHERE generation_plant_id = 1157631030 AND generation_plant_existing_and_planned_scenario_id = 1;
INSERT INTO switch.generation_plant_existing_and_planned (generation_plant_existing_and_planned_scenario_id, generation_plant_id, build_year, capacity) SELECT 21 as generation_plant_existing_and_planned_scenario_id, 157954 as generation_plant_id, build_year, capacity FROM switch.generation_plant_existing_and_planned WHERE generation_plant_id = 1157631027 AND generation_plant_existing_and_planned_scenario_id = 1;
INSERT INTO switch.generation_plant_existing_and_planned (generation_plant_existing_and_planned_scenario_id, generation_plant_id, build_year, capacity) SELECT 21 as generation_plant_existing_and_planned_scenario_id, 157953 as generation_plant_id, build_year, capacity FROM switch.generation_plant_existing_and_planned WHERE generation_plant_id = 1157631026 AND generation_plant_existing_and_planned_scenario_id = 1;
INSERT INTO switch.generation_plant_existing_and_planned (generation_plant_existing_and_planned_scenario_id, generation_plant_id, build_year, capacity) SELECT 21 as generation_plant_existing_and_planned_scenario_id, 157871 as generation_plant_id, build_year, capacity FROM switch.generation_plant_existing_and_planned WHERE generation_plant_id = 5000855 AND generation_plant_existing_and_planned_scenario_id = 1;
INSERT INTO switch.generation_plant_existing_and_planned (generation_plant_existing_and_planned_scenario_id, generation_plant_id, build_year, capacity) SELECT 21 as generation_plant_existing_and_planned_scenario_id, 157872 as generation_plant_id, build_year, capacity FROM switch.generation_plant_existing_and_planned WHERE generation_plant_id = 5000856 AND generation_plant_existing_and_planned_scenario_id = 1;
INSERT INTO switch.generation_plant_existing_and_planned (generation_plant_existing_and_planned_scenario_id, generation_plant_id, build_year, capacity) SELECT 21 as generation_plant_existing_and_planned_scenario_id, 157873 as generation_plant_id, build_year, capacity FROM switch.generation_plant_existing_and_planned WHERE generation_plant_id = 5000857 AND generation_plant_existing_and_planned_scenario_id = 1;
INSERT INTO switch.generation_plant_existing_and_planned (generation_plant_existing_and_planned_scenario_id, generation_plant_id, build_year, capacity) SELECT 21 as generation_plant_existing_and_planned_scenario_id, 158045 as generation_plant_id, build_year, capacity FROM switch.generation_plant_existing_and_planned WHERE generation_plant_id = 1157631118 AND generation_plant_existing_and_planned_scenario_id = 1;
INSERT INTO switch.generation_plant_existing_and_planned (generation_plant_existing_and_planned_scenario_id, generation_plant_id, build_year, capacity) SELECT 21 as generation_plant_existing_and_planned_scenario_id, 157992 as generation_plant_id, build_year, capacity FROM switch.generation_plant_existing_and_planned WHERE generation_plant_id = 1157631065 AND generation_plant_existing_and_planned_scenario_id = 1;
INSERT INTO switch.generation_plant_existing_and_planned (generation_plant_existing_and_planned_scenario_id, generation_plant_id, build_year, capacity) SELECT 21 as generation_plant_existing_and_planned_scenario_id, 158025 as generation_plant_id, build_year, capacity FROM switch.generation_plant_existing_and_planned WHERE generation_plant_id = 1157631098 AND generation_plant_existing_and_planned_scenario_id = 1;
INSERT INTO switch.generation_plant_existing_and_planned (generation_plant_existing_and_planned_scenario_id, generation_plant_id, build_year, capacity) SELECT 21 as generation_plant_existing_and_planned_scenario_id, 157994 as generation_plant_id, build_year, capacity FROM switch.generation_plant_existing_and_planned WHERE generation_plant_id = 1157631067 AND generation_plant_existing_and_planned_scenario_id = 1;
INSERT INTO switch.generation_plant_existing_and_planned (generation_plant_existing_and_planned_scenario_id, generation_plant_id, build_year, capacity) SELECT 21 as generation_plant_existing_and_planned_scenario_id, 157986 as generation_plant_id, build_year, capacity FROM switch.generation_plant_existing_and_planned WHERE generation_plant_id = 1157631059 AND generation_plant_existing_and_planned_scenario_id = 1;
INSERT INTO switch.generation_plant_existing_and_planned (generation_plant_existing_and_planned_scenario_id, generation_plant_id, build_year, capacity) SELECT 21 as generation_plant_existing_and_planned_scenario_id, 157874 as generation_plant_id, build_year, capacity FROM switch.generation_plant_existing_and_planned WHERE generation_plant_id = 5000858 AND generation_plant_existing_and_planned_scenario_id = 1;
INSERT INTO switch.generation_plant_existing_and_planned (generation_plant_existing_and_planned_scenario_id, generation_plant_id, build_year, capacity) SELECT 21 as generation_plant_existing_and_planned_scenario_id, 157875 as generation_plant_id, build_year, capacity FROM switch.generation_plant_existing_and_planned WHERE generation_plant_id = 5000859 AND generation_plant_existing_and_planned_scenario_id = 1;
INSERT INTO switch.generation_plant_existing_and_planned (generation_plant_existing_and_planned_scenario_id, generation_plant_id, build_year, capacity) SELECT 21 as generation_plant_existing_and_planned_scenario_id, 157876 as generation_plant_id, build_year, capacity FROM switch.generation_plant_existing_and_planned WHERE generation_plant_id = 5000860 AND generation_plant_existing_and_planned_scenario_id = 1;
INSERT INTO switch.generation_plant_existing_and_planned (generation_plant_existing_and_planned_scenario_id, generation_plant_id, build_year, capacity) SELECT 21 as generation_plant_existing_and_planned_scenario_id, 158021 as generation_plant_id, build_year, capacity FROM switch.generation_plant_existing_and_planned WHERE generation_plant_id = 1157631094 AND generation_plant_existing_and_planned_scenario_id = 1;
INSERT INTO switch.generation_plant_existing_and_planned (generation_plant_existing_and_planned_scenario_id, generation_plant_id, build_year, capacity) SELECT 21 as generation_plant_existing_and_planned_scenario_id, 158026 as generation_plant_id, build_year, capacity FROM switch.generation_plant_existing_and_planned WHERE generation_plant_id = 1157631099 AND generation_plant_existing_and_planned_scenario_id = 1;
INSERT INTO switch.generation_plant_existing_and_planned (generation_plant_existing_and_planned_scenario_id, generation_plant_id, build_year, capacity) SELECT 21 as generation_plant_existing_and_planned_scenario_id, 158022 as generation_plant_id, build_year, capacity FROM switch.generation_plant_existing_and_planned WHERE generation_plant_id = 1157631095 AND generation_plant_existing_and_planned_scenario_id = 1;
INSERT INTO switch.generation_plant_existing_and_planned (generation_plant_existing_and_planned_scenario_id, generation_plant_id, build_year, capacity) SELECT 21 as generation_plant_existing_and_planned_scenario_id, 157877 as generation_plant_id, build_year, capacity FROM switch.generation_plant_existing_and_planned WHERE generation_plant_id = 5000861 AND generation_plant_existing_and_planned_scenario_id = 1;
INSERT INTO switch.generation_plant_existing_and_planned (generation_plant_existing_and_planned_scenario_id, generation_plant_id, build_year, capacity) SELECT 21 as generation_plant_existing_and_planned_scenario_id, 157948 as generation_plant_id, build_year, capacity FROM switch.generation_plant_existing_and_planned WHERE generation_plant_id = 1157631021 AND generation_plant_existing_and_planned_scenario_id = 1;
INSERT INTO switch.generation_plant_existing_and_planned (generation_plant_existing_and_planned_scenario_id, generation_plant_id, build_year, capacity) SELECT 21 as generation_plant_existing_and_planned_scenario_id, 157969 as generation_plant_id, build_year, capacity FROM switch.generation_plant_existing_and_planned WHERE generation_plant_id = 1157631042 AND generation_plant_existing_and_planned_scenario_id = 1;
INSERT INTO switch.generation_plant_existing_and_planned (generation_plant_existing_and_planned_scenario_id, generation_plant_id, build_year, capacity) SELECT 21 as generation_plant_existing_and_planned_scenario_id, 157973 as generation_plant_id, build_year, capacity FROM switch.generation_plant_existing_and_planned WHERE generation_plant_id = 1157631046 AND generation_plant_existing_and_planned_scenario_id = 1;
INSERT INTO switch.generation_plant_existing_and_planned (generation_plant_existing_and_planned_scenario_id, generation_plant_id, build_year, capacity) SELECT 21 as generation_plant_existing_and_planned_scenario_id, 157979 as generation_plant_id, build_year, capacity FROM switch.generation_plant_existing_and_planned WHERE generation_plant_id = 1157631052 AND generation_plant_existing_and_planned_scenario_id = 1;
INSERT INTO switch.generation_plant_existing_and_planned (generation_plant_existing_and_planned_scenario_id, generation_plant_id, build_year, capacity) SELECT 21 as generation_plant_existing_and_planned_scenario_id, 157833 as generation_plant_id, build_year, capacity FROM switch.generation_plant_existing_and_planned WHERE generation_plant_id = 5000817 AND generation_plant_existing_and_planned_scenario_id = 1;
INSERT INTO switch.generation_plant_existing_and_planned (generation_plant_existing_and_planned_scenario_id, generation_plant_id, build_year, capacity) SELECT 21 as generation_plant_existing_and_planned_scenario_id, 157878 as generation_plant_id, build_year, capacity FROM switch.generation_plant_existing_and_planned WHERE generation_plant_id = 5000862 AND generation_plant_existing_and_planned_scenario_id = 1;
INSERT INTO switch.generation_plant_existing_and_planned (generation_plant_existing_and_planned_scenario_id, generation_plant_id, build_year, capacity) SELECT 21 as generation_plant_existing_and_planned_scenario_id, 157834 as generation_plant_id, build_year, capacity FROM switch.generation_plant_existing_and_planned WHERE generation_plant_id = 5000818 AND generation_plant_existing_and_planned_scenario_id = 1;
INSERT INTO switch.generation_plant_existing_and_planned (generation_plant_existing_and_planned_scenario_id, generation_plant_id, build_year, capacity) SELECT 21 as generation_plant_existing_and_planned_scenario_id, 158057 as generation_plant_id, build_year, capacity FROM switch.generation_plant_existing_and_planned WHERE generation_plant_id = 1157631130 AND generation_plant_existing_and_planned_scenario_id = 1;
INSERT INTO switch.generation_plant_existing_and_planned (generation_plant_existing_and_planned_scenario_id, generation_plant_id, build_year, capacity) SELECT 21 as generation_plant_existing_and_planned_scenario_id, 157879 as generation_plant_id, build_year, capacity FROM switch.generation_plant_existing_and_planned WHERE generation_plant_id = 5000863 AND generation_plant_existing_and_planned_scenario_id = 1;
INSERT INTO switch.generation_plant_existing_and_planned (generation_plant_existing_and_planned_scenario_id, generation_plant_id, build_year, capacity) SELECT 21 as generation_plant_existing_and_planned_scenario_id, 157835 as generation_plant_id, build_year, capacity FROM switch.generation_plant_existing_and_planned WHERE generation_plant_id = 5000819 AND generation_plant_existing_and_planned_scenario_id = 1;
INSERT INTO switch.generation_plant_existing_and_planned (generation_plant_existing_and_planned_scenario_id, generation_plant_id, build_year, capacity) SELECT 21 as generation_plant_existing_and_planned_scenario_id, 157836 as generation_plant_id, build_year, capacity FROM switch.generation_plant_existing_and_planned WHERE generation_plant_id = 5000820 AND generation_plant_existing_and_planned_scenario_id = 1;
INSERT INTO switch.generation_plant_existing_and_planned (generation_plant_existing_and_planned_scenario_id, generation_plant_id, build_year, capacity) SELECT 21 as generation_plant_existing_and_planned_scenario_id, 157956 as generation_plant_id, build_year, capacity FROM switch.generation_plant_existing_and_planned WHERE generation_plant_id = 1157631029 AND generation_plant_existing_and_planned_scenario_id = 1;
INSERT INTO switch.generation_plant_existing_and_planned (generation_plant_existing_and_planned_scenario_id, generation_plant_id, build_year, capacity) SELECT 21 as generation_plant_existing_and_planned_scenario_id, 157951 as generation_plant_id, build_year, capacity FROM switch.generation_plant_existing_and_planned WHERE generation_plant_id = 1157631024 AND generation_plant_existing_and_planned_scenario_id = 1;
INSERT INTO switch.generation_plant_existing_and_planned (generation_plant_existing_and_planned_scenario_id, generation_plant_id, build_year, capacity) SELECT 21 as generation_plant_existing_and_planned_scenario_id, 157880 as generation_plant_id, build_year, capacity FROM switch.generation_plant_existing_and_planned WHERE generation_plant_id = 5000864 AND generation_plant_existing_and_planned_scenario_id = 1;
INSERT INTO switch.generation_plant_existing_and_planned (generation_plant_existing_and_planned_scenario_id, generation_plant_id, build_year, capacity) SELECT 21 as generation_plant_existing_and_planned_scenario_id, 157881 as generation_plant_id, build_year, capacity FROM switch.generation_plant_existing_and_planned WHERE generation_plant_id = 5000865 AND generation_plant_existing_and_planned_scenario_id = 1;
INSERT INTO switch.generation_plant_existing_and_planned (generation_plant_existing_and_planned_scenario_id, generation_plant_id, build_year, capacity) SELECT 21 as generation_plant_existing_and_planned_scenario_id, 157837 as generation_plant_id, build_year, capacity FROM switch.generation_plant_existing_and_planned WHERE generation_plant_id = 5000821 AND generation_plant_existing_and_planned_scenario_id = 1;
INSERT INTO switch.generation_plant_existing_and_planned (generation_plant_existing_and_planned_scenario_id, generation_plant_id, build_year, capacity) SELECT 21 as generation_plant_existing_and_planned_scenario_id, 157882 as generation_plant_id, build_year, capacity FROM switch.generation_plant_existing_and_planned WHERE generation_plant_id = 5000866 AND generation_plant_existing_and_planned_scenario_id = 1;
INSERT INTO switch.generation_plant_existing_and_planned (generation_plant_existing_and_planned_scenario_id, generation_plant_id, build_year, capacity) SELECT 21 as generation_plant_existing_and_planned_scenario_id, 157968 as generation_plant_id, build_year, capacity FROM switch.generation_plant_existing_and_planned WHERE generation_plant_id = 1157631041 AND generation_plant_existing_and_planned_scenario_id = 1;
INSERT INTO switch.generation_plant_existing_and_planned (generation_plant_existing_and_planned_scenario_id, generation_plant_id, build_year, capacity) SELECT 21 as generation_plant_existing_and_planned_scenario_id, 157967 as generation_plant_id, build_year, capacity FROM switch.generation_plant_existing_and_planned WHERE generation_plant_id = 1157631040 AND generation_plant_existing_and_planned_scenario_id = 1;
INSERT INTO switch.generation_plant_existing_and_planned (generation_plant_existing_and_planned_scenario_id, generation_plant_id, build_year, capacity) SELECT 21 as generation_plant_existing_and_planned_scenario_id, 157883 as generation_plant_id, build_year, capacity FROM switch.generation_plant_existing_and_planned WHERE generation_plant_id = 5000867 AND generation_plant_existing_and_planned_scenario_id = 1;
INSERT INTO switch.generation_plant_existing_and_planned (generation_plant_existing_and_planned_scenario_id, generation_plant_id, build_year, capacity) SELECT 21 as generation_plant_existing_and_planned_scenario_id, 157887 as generation_plant_id, build_year, capacity FROM switch.generation_plant_existing_and_planned WHERE generation_plant_id = 5000871 AND generation_plant_existing_and_planned_scenario_id = 1;
INSERT INTO switch.generation_plant_existing_and_planned (generation_plant_existing_and_planned_scenario_id, generation_plant_id, build_year, capacity) SELECT 21 as generation_plant_existing_and_planned_scenario_id, 157885 as generation_plant_id, build_year, capacity FROM switch.generation_plant_existing_and_planned WHERE generation_plant_id = 5000869 AND generation_plant_existing_and_planned_scenario_id = 1;
INSERT INTO switch.generation_plant_existing_and_planned (generation_plant_existing_and_planned_scenario_id, generation_plant_id, build_year, capacity) SELECT 21 as generation_plant_existing_and_planned_scenario_id, 157884 as generation_plant_id, build_year, capacity FROM switch.generation_plant_existing_and_planned WHERE generation_plant_id = 5000868 AND generation_plant_existing_and_planned_scenario_id = 1;
INSERT INTO switch.generation_plant_existing_and_planned (generation_plant_existing_and_planned_scenario_id, generation_plant_id, build_year, capacity) SELECT 21 as generation_plant_existing_and_planned_scenario_id, 157886 as generation_plant_id, build_year, capacity FROM switch.generation_plant_existing_and_planned WHERE generation_plant_id = 5000870 AND generation_plant_existing_and_planned_scenario_id = 1;
INSERT INTO switch.generation_plant_existing_and_planned (generation_plant_existing_and_planned_scenario_id, generation_plant_id, build_year, capacity) SELECT 21 as generation_plant_existing_and_planned_scenario_id, 157946 as generation_plant_id, build_year, capacity FROM switch.generation_plant_existing_and_planned WHERE generation_plant_id = 1157631019 AND generation_plant_existing_and_planned_scenario_id = 1;
INSERT INTO switch.generation_plant_existing_and_planned (generation_plant_existing_and_planned_scenario_id, generation_plant_id, build_year, capacity) SELECT 21 as generation_plant_existing_and_planned_scenario_id, 157944 as generation_plant_id, build_year, capacity FROM switch.generation_plant_existing_and_planned WHERE generation_plant_id = 1157631017 AND generation_plant_existing_and_planned_scenario_id = 1;
INSERT INTO switch.generation_plant_existing_and_planned (generation_plant_existing_and_planned_scenario_id, generation_plant_id, build_year, capacity) SELECT 21 as generation_plant_existing_and_planned_scenario_id, 157888 as generation_plant_id, build_year, capacity FROM switch.generation_plant_existing_and_planned WHERE generation_plant_id = 5000872 AND generation_plant_existing_and_planned_scenario_id = 1;
INSERT INTO switch.generation_plant_existing_and_planned (generation_plant_existing_and_planned_scenario_id, generation_plant_id, build_year, capacity) SELECT 21 as generation_plant_existing_and_planned_scenario_id, 157889 as generation_plant_id, build_year, capacity FROM switch.generation_plant_existing_and_planned WHERE generation_plant_id = 5000873 AND generation_plant_existing_and_planned_scenario_id = 1;
INSERT INTO switch.generation_plant_existing_and_planned (generation_plant_existing_and_planned_scenario_id, generation_plant_id, build_year, capacity) SELECT 21 as generation_plant_existing_and_planned_scenario_id, 157991 as generation_plant_id, build_year, capacity FROM switch.generation_plant_existing_and_planned WHERE generation_plant_id = 1157631064 AND generation_plant_existing_and_planned_scenario_id = 1;
INSERT INTO switch.generation_plant_existing_and_planned (generation_plant_existing_and_planned_scenario_id, generation_plant_id, build_year, capacity) SELECT 21 as generation_plant_existing_and_planned_scenario_id, 158041 as generation_plant_id, build_year, capacity FROM switch.generation_plant_existing_and_planned WHERE generation_plant_id = 1157631114 AND generation_plant_existing_and_planned_scenario_id = 1;
INSERT INTO switch.generation_plant_existing_and_planned (generation_plant_existing_and_planned_scenario_id, generation_plant_id, build_year, capacity) SELECT 21 as generation_plant_existing_and_planned_scenario_id, 158042 as generation_plant_id, build_year, capacity FROM switch.generation_plant_existing_and_planned WHERE generation_plant_id = 1157631115 AND generation_plant_existing_and_planned_scenario_id = 1;
INSERT INTO switch.generation_plant_existing_and_planned (generation_plant_existing_and_planned_scenario_id, generation_plant_id, build_year, capacity) SELECT 21 as generation_plant_existing_and_planned_scenario_id, 157890 as generation_plant_id, build_year, capacity FROM switch.generation_plant_existing_and_planned WHERE generation_plant_id = 5000874 AND generation_plant_existing_and_planned_scenario_id = 1;
INSERT INTO switch.generation_plant_existing_and_planned (generation_plant_existing_and_planned_scenario_id, generation_plant_id, build_year, capacity) SELECT 21 as generation_plant_existing_and_planned_scenario_id, 157891 as generation_plant_id, build_year, capacity FROM switch.generation_plant_existing_and_planned WHERE generation_plant_id = 5000875 AND generation_plant_existing_and_planned_scenario_id = 1;
INSERT INTO switch.generation_plant_existing_and_planned (generation_plant_existing_and_planned_scenario_id, generation_plant_id, build_year, capacity) SELECT 21 as generation_plant_existing_and_planned_scenario_id, 157892 as generation_plant_id, build_year, capacity FROM switch.generation_plant_existing_and_planned WHERE generation_plant_id = 5000876 AND generation_plant_existing_and_planned_scenario_id = 1;
INSERT INTO switch.generation_plant_existing_and_planned (generation_plant_existing_and_planned_scenario_id, generation_plant_id, build_year, capacity) SELECT 21 as generation_plant_existing_and_planned_scenario_id, 157893 as generation_plant_id, build_year, capacity FROM switch.generation_plant_existing_and_planned WHERE generation_plant_id = 5000877 AND generation_plant_existing_and_planned_scenario_id = 1;
INSERT INTO switch.generation_plant_existing_and_planned (generation_plant_existing_and_planned_scenario_id, generation_plant_id, build_year, capacity) SELECT 21 as generation_plant_existing_and_planned_scenario_id, 158020 as generation_plant_id, build_year, capacity FROM switch.generation_plant_existing_and_planned WHERE generation_plant_id = 1157631093 AND generation_plant_existing_and_planned_scenario_id = 1;
INSERT INTO switch.generation_plant_existing_and_planned (generation_plant_existing_and_planned_scenario_id, generation_plant_id, build_year, capacity) SELECT 21 as generation_plant_existing_and_planned_scenario_id, 158024 as generation_plant_id, build_year, capacity FROM switch.generation_plant_existing_and_planned WHERE generation_plant_id = 1157631097 AND generation_plant_existing_and_planned_scenario_id = 1;
INSERT INTO switch.generation_plant_existing_and_planned (generation_plant_existing_and_planned_scenario_id, generation_plant_id, build_year, capacity) SELECT 21 as generation_plant_existing_and_planned_scenario_id, 158054 as generation_plant_id, build_year, capacity FROM switch.generation_plant_existing_and_planned WHERE generation_plant_id = 1157631127 AND generation_plant_existing_and_planned_scenario_id = 1;
INSERT INTO switch.generation_plant_existing_and_planned (generation_plant_existing_and_planned_scenario_id, generation_plant_id, build_year, capacity) SELECT 21 as generation_plant_existing_and_planned_scenario_id, 158058 as generation_plant_id, build_year, capacity FROM switch.generation_plant_existing_and_planned WHERE generation_plant_id = 1157631131 AND generation_plant_existing_and_planned_scenario_id = 1;
INSERT INTO switch.generation_plant_existing_and_planned (generation_plant_existing_and_planned_scenario_id, generation_plant_id, build_year, capacity) SELECT 21 as generation_plant_existing_and_planned_scenario_id, 157996 as generation_plant_id, build_year, capacity FROM switch.generation_plant_existing_and_planned WHERE generation_plant_id = 1157631069 AND generation_plant_existing_and_planned_scenario_id = 1;
INSERT INTO switch.generation_plant_existing_and_planned (generation_plant_existing_and_planned_scenario_id, generation_plant_id, build_year, capacity) SELECT 21 as generation_plant_existing_and_planned_scenario_id, 158001 as generation_plant_id, build_year, capacity FROM switch.generation_plant_existing_and_planned WHERE generation_plant_id = 1157631074 AND generation_plant_existing_and_planned_scenario_id = 1;
INSERT INTO switch.generation_plant_existing_and_planned (generation_plant_existing_and_planned_scenario_id, generation_plant_id, build_year, capacity) SELECT 21 as generation_plant_existing_and_planned_scenario_id, 157998 as generation_plant_id, build_year, capacity FROM switch.generation_plant_existing_and_planned WHERE generation_plant_id = 1157631071 AND generation_plant_existing_and_planned_scenario_id = 1;
INSERT INTO switch.generation_plant_existing_and_planned (generation_plant_existing_and_planned_scenario_id, generation_plant_id, build_year, capacity) SELECT 21 as generation_plant_existing_and_planned_scenario_id, 157999 as generation_plant_id, build_year, capacity FROM switch.generation_plant_existing_and_planned WHERE generation_plant_id = 1157631072 AND generation_plant_existing_and_planned_scenario_id = 1;
INSERT INTO switch.generation_plant_existing_and_planned (generation_plant_existing_and_planned_scenario_id, generation_plant_id, build_year, capacity) SELECT 21 as generation_plant_existing_and_planned_scenario_id, 157894 as generation_plant_id, build_year, capacity FROM switch.generation_plant_existing_and_planned WHERE generation_plant_id = 5000878 AND generation_plant_existing_and_planned_scenario_id = 1;
INSERT INTO switch.generation_plant_existing_and_planned (generation_plant_existing_and_planned_scenario_id, generation_plant_id, build_year, capacity) SELECT 21 as generation_plant_existing_and_planned_scenario_id, 157895 as generation_plant_id, build_year, capacity FROM switch.generation_plant_existing_and_planned WHERE generation_plant_id = 5000879 AND generation_plant_existing_and_planned_scenario_id = 1;
INSERT INTO switch.generation_plant_existing_and_planned (generation_plant_existing_and_planned_scenario_id, generation_plant_id, build_year, capacity) SELECT 21 as generation_plant_existing_and_planned_scenario_id, 158000 as generation_plant_id, build_year, capacity FROM switch.generation_plant_existing_and_planned WHERE generation_plant_id = 1157631073 AND generation_plant_existing_and_planned_scenario_id = 1;
INSERT INTO switch.generation_plant_existing_and_planned (generation_plant_existing_and_planned_scenario_id, generation_plant_id, build_year, capacity) SELECT 21 as generation_plant_existing_and_planned_scenario_id, 157896 as generation_plant_id, build_year, capacity FROM switch.generation_plant_existing_and_planned WHERE generation_plant_id = 5000880 AND generation_plant_existing_and_planned_scenario_id = 1;
INSERT INTO switch.generation_plant_existing_and_planned (generation_plant_existing_and_planned_scenario_id, generation_plant_id, build_year, capacity) SELECT 21 as generation_plant_existing_and_planned_scenario_id, 157897 as generation_plant_id, build_year, capacity FROM switch.generation_plant_existing_and_planned WHERE generation_plant_id = 5000881 AND generation_plant_existing_and_planned_scenario_id = 1;
INSERT INTO switch.generation_plant_existing_and_planned (generation_plant_existing_and_planned_scenario_id, generation_plant_id, build_year, capacity) SELECT 21 as generation_plant_existing_and_planned_scenario_id, 157983 as generation_plant_id, build_year, capacity FROM switch.generation_plant_existing_and_planned WHERE generation_plant_id = 1157631056 AND generation_plant_existing_and_planned_scenario_id = 1;
INSERT INTO switch.generation_plant_existing_and_planned (generation_plant_existing_and_planned_scenario_id, generation_plant_id, build_year, capacity) SELECT 21 as generation_plant_existing_and_planned_scenario_id, 157990 as generation_plant_id, build_year, capacity FROM switch.generation_plant_existing_and_planned WHERE generation_plant_id = 1157631063 AND generation_plant_existing_and_planned_scenario_id = 1;
INSERT INTO switch.generation_plant_existing_and_planned (generation_plant_existing_and_planned_scenario_id, generation_plant_id, build_year, capacity) SELECT 21 as generation_plant_existing_and_planned_scenario_id, 157898 as generation_plant_id, build_year, capacity FROM switch.generation_plant_existing_and_planned WHERE generation_plant_id = 5000882 AND generation_plant_existing_and_planned_scenario_id = 1;
INSERT INTO switch.generation_plant_existing_and_planned (generation_plant_existing_and_planned_scenario_id, generation_plant_id, build_year, capacity) SELECT 21 as generation_plant_existing_and_planned_scenario_id, 157899 as generation_plant_id, build_year, capacity FROM switch.generation_plant_existing_and_planned WHERE generation_plant_id = 5000883 AND generation_plant_existing_and_planned_scenario_id = 1;
INSERT INTO switch.generation_plant_existing_and_planned (generation_plant_existing_and_planned_scenario_id, generation_plant_id, build_year, capacity) SELECT 21 as generation_plant_existing_and_planned_scenario_id, 157900 as generation_plant_id, build_year, capacity FROM switch.generation_plant_existing_and_planned WHERE generation_plant_id = 5000884 AND generation_plant_existing_and_planned_scenario_id = 1;
INSERT INTO switch.generation_plant_existing_and_planned (generation_plant_existing_and_planned_scenario_id, generation_plant_id, build_year, capacity) SELECT 21 as generation_plant_existing_and_planned_scenario_id, 157943 as generation_plant_id, build_year, capacity FROM switch.generation_plant_existing_and_planned WHERE generation_plant_id = 1157631016 AND generation_plant_existing_and_planned_scenario_id = 1;
INSERT INTO switch.generation_plant_existing_and_planned (generation_plant_existing_and_planned_scenario_id, generation_plant_id, build_year, capacity) SELECT 21 as generation_plant_existing_and_planned_scenario_id, 157947 as generation_plant_id, build_year, capacity FROM switch.generation_plant_existing_and_planned WHERE generation_plant_id = 1157631020 AND generation_plant_existing_and_planned_scenario_id = 1;
INSERT INTO switch.generation_plant_existing_and_planned (generation_plant_existing_and_planned_scenario_id, generation_plant_id, build_year, capacity) SELECT 21 as generation_plant_existing_and_planned_scenario_id, 157988 as generation_plant_id, build_year, capacity FROM switch.generation_plant_existing_and_planned WHERE generation_plant_id = 1157631061 AND generation_plant_existing_and_planned_scenario_id = 1;
INSERT INTO switch.generation_plant_existing_and_planned (generation_plant_existing_and_planned_scenario_id, generation_plant_id, build_year, capacity) SELECT 21 as generation_plant_existing_and_planned_scenario_id, 157901 as generation_plant_id, build_year, capacity FROM switch.generation_plant_existing_and_planned WHERE generation_plant_id = 5000885 AND generation_plant_existing_and_planned_scenario_id = 1;
INSERT INTO switch.generation_plant_existing_and_planned (generation_plant_existing_and_planned_scenario_id, generation_plant_id, build_year, capacity) SELECT 21 as generation_plant_existing_and_planned_scenario_id, 157838 as generation_plant_id, build_year, capacity FROM switch.generation_plant_existing_and_planned WHERE generation_plant_id = 5000822 AND generation_plant_existing_and_planned_scenario_id = 1;
INSERT INTO switch.generation_plant_existing_and_planned (generation_plant_existing_and_planned_scenario_id, generation_plant_id, build_year, capacity) SELECT 21 as generation_plant_existing_and_planned_scenario_id, 157987 as generation_plant_id, build_year, capacity FROM switch.generation_plant_existing_and_planned WHERE generation_plant_id = 1157631060 AND generation_plant_existing_and_planned_scenario_id = 1;
INSERT INTO switch.generation_plant_existing_and_planned (generation_plant_existing_and_planned_scenario_id, generation_plant_id, build_year, capacity) SELECT 21 as generation_plant_existing_and_planned_scenario_id, 157985 as generation_plant_id, build_year, capacity FROM switch.generation_plant_existing_and_planned WHERE generation_plant_id = 1157631058 AND generation_plant_existing_and_planned_scenario_id = 1;
INSERT INTO switch.generation_plant_existing_and_planned (generation_plant_existing_and_planned_scenario_id, generation_plant_id, build_year, capacity) SELECT 21 as generation_plant_existing_and_planned_scenario_id, 158052 as generation_plant_id, build_year, capacity FROM switch.generation_plant_existing_and_planned WHERE generation_plant_id = 1157631125 AND generation_plant_existing_and_planned_scenario_id = 1;
INSERT INTO switch.generation_plant_existing_and_planned (generation_plant_existing_and_planned_scenario_id, generation_plant_id, build_year, capacity) SELECT 21 as generation_plant_existing_and_planned_scenario_id, 158053 as generation_plant_id, build_year, capacity FROM switch.generation_plant_existing_and_planned WHERE generation_plant_id = 1157631126 AND generation_plant_existing_and_planned_scenario_id = 1;
INSERT INTO switch.generation_plant_existing_and_planned (generation_plant_existing_and_planned_scenario_id, generation_plant_id, build_year, capacity) SELECT 21 as generation_plant_existing_and_planned_scenario_id, 158005 as generation_plant_id, build_year, capacity FROM switch.generation_plant_existing_and_planned WHERE generation_plant_id = 1157631078 AND generation_plant_existing_and_planned_scenario_id = 1;
INSERT INTO switch.generation_plant_existing_and_planned (generation_plant_existing_and_planned_scenario_id, generation_plant_id, build_year, capacity) SELECT 21 as generation_plant_existing_and_planned_scenario_id, 158003 as generation_plant_id, build_year, capacity FROM switch.generation_plant_existing_and_planned WHERE generation_plant_id = 1157631076 AND generation_plant_existing_and_planned_scenario_id = 1;
INSERT INTO switch.generation_plant_existing_and_planned (generation_plant_existing_and_planned_scenario_id, generation_plant_id, build_year, capacity) SELECT 21 as generation_plant_existing_and_planned_scenario_id, 157984 as generation_plant_id, build_year, capacity FROM switch.generation_plant_existing_and_planned WHERE generation_plant_id = 1157631057 AND generation_plant_existing_and_planned_scenario_id = 1;
INSERT INTO switch.generation_plant_existing_and_planned (generation_plant_existing_and_planned_scenario_id, generation_plant_id, build_year, capacity) SELECT 21 as generation_plant_existing_and_planned_scenario_id, 157902 as generation_plant_id, build_year, capacity FROM switch.generation_plant_existing_and_planned WHERE generation_plant_id = 5000886 AND generation_plant_existing_and_planned_scenario_id = 1;
INSERT INTO switch.generation_plant_existing_and_planned (generation_plant_existing_and_planned_scenario_id, generation_plant_id, build_year, capacity) SELECT 21 as generation_plant_existing_and_planned_scenario_id, 157903 as generation_plant_id, build_year, capacity FROM switch.generation_plant_existing_and_planned WHERE generation_plant_id = 5000887 AND generation_plant_existing_and_planned_scenario_id = 1;
INSERT INTO switch.generation_plant_existing_and_planned (generation_plant_existing_and_planned_scenario_id, generation_plant_id, build_year, capacity) SELECT 21 as generation_plant_existing_and_planned_scenario_id, 157955 as generation_plant_id, build_year, capacity FROM switch.generation_plant_existing_and_planned WHERE generation_plant_id = 1157631028 AND generation_plant_existing_and_planned_scenario_id = 1;
INSERT INTO switch.generation_plant_existing_and_planned (generation_plant_existing_and_planned_scenario_id, generation_plant_id, build_year, capacity) SELECT 21 as generation_plant_existing_and_planned_scenario_id, 157839 as generation_plant_id, build_year, capacity FROM switch.generation_plant_existing_and_planned WHERE generation_plant_id = 5000823 AND generation_plant_existing_and_planned_scenario_id = 1;
INSERT INTO switch.generation_plant_existing_and_planned (generation_plant_existing_and_planned_scenario_id, generation_plant_id, build_year, capacity) SELECT 21 as generation_plant_existing_and_planned_scenario_id, 157904 as generation_plant_id, build_year, capacity FROM switch.generation_plant_existing_and_planned WHERE generation_plant_id = 5000888 AND generation_plant_existing_and_planned_scenario_id = 1;
INSERT INTO switch.generation_plant_existing_and_planned (generation_plant_existing_and_planned_scenario_id, generation_plant_id, build_year, capacity) SELECT 21 as generation_plant_existing_and_planned_scenario_id, 158023 as generation_plant_id, build_year, capacity FROM switch.generation_plant_existing_and_planned WHERE generation_plant_id = 1157631096 AND generation_plant_existing_and_planned_scenario_id = 1;
INSERT INTO switch.generation_plant_existing_and_planned (generation_plant_existing_and_planned_scenario_id, generation_plant_id, build_year, capacity) SELECT 21 as generation_plant_existing_and_planned_scenario_id, 157989 as generation_plant_id, build_year, capacity FROM switch.generation_plant_existing_and_planned WHERE generation_plant_id = 1157631062 AND generation_plant_existing_and_planned_scenario_id = 1;
INSERT INTO switch.generation_plant_existing_and_planned (generation_plant_existing_and_planned_scenario_id, generation_plant_id, build_year, capacity) SELECT 21 as generation_plant_existing_and_planned_scenario_id, 157905 as generation_plant_id, build_year, capacity FROM switch.generation_plant_existing_and_planned WHERE generation_plant_id = 5000889 AND generation_plant_existing_and_planned_scenario_id = 1;
INSERT INTO switch.generation_plant_existing_and_planned (generation_plant_existing_and_planned_scenario_id, generation_plant_id, build_year, capacity) SELECT 21 as generation_plant_existing_and_planned_scenario_id, 157906 as generation_plant_id, build_year, capacity FROM switch.generation_plant_existing_and_planned WHERE generation_plant_id = 5000890 AND generation_plant_existing_and_planned_scenario_id = 1;
INSERT INTO switch.generation_plant_existing_and_planned (generation_plant_existing_and_planned_scenario_id, generation_plant_id, build_year, capacity) SELECT 21 as generation_plant_existing_and_planned_scenario_id, 157907 as generation_plant_id, build_year, capacity FROM switch.generation_plant_existing_and_planned WHERE generation_plant_id = 5000891 AND generation_plant_existing_and_planned_scenario_id = 1;
INSERT INTO switch.generation_plant_existing_and_planned (generation_plant_existing_and_planned_scenario_id, generation_plant_id, build_year, capacity) SELECT 21 as generation_plant_existing_and_planned_scenario_id, 157908 as generation_plant_id, build_year, capacity FROM switch.generation_plant_existing_and_planned WHERE generation_plant_id = 5000892 AND generation_plant_existing_and_planned_scenario_id = 1;
INSERT INTO switch.generation_plant_existing_and_planned (generation_plant_existing_and_planned_scenario_id, generation_plant_id, build_year, capacity) SELECT 21 as generation_plant_existing_and_planned_scenario_id, 158011 as generation_plant_id, build_year, capacity FROM switch.generation_plant_existing_and_planned WHERE generation_plant_id = 1157631084 AND generation_plant_existing_and_planned_scenario_id = 1;
INSERT INTO switch.generation_plant_existing_and_planned (generation_plant_existing_and_planned_scenario_id, generation_plant_id, build_year, capacity) SELECT 21 as generation_plant_existing_and_planned_scenario_id, 158013 as generation_plant_id, build_year, capacity FROM switch.generation_plant_existing_and_planned WHERE generation_plant_id = 1157631086 AND generation_plant_existing_and_planned_scenario_id = 1;
INSERT INTO switch.generation_plant_existing_and_planned (generation_plant_existing_and_planned_scenario_id, generation_plant_id, build_year, capacity) SELECT 21 as generation_plant_existing_and_planned_scenario_id, 157840 as generation_plant_id, build_year, capacity FROM switch.generation_plant_existing_and_planned WHERE generation_plant_id = 5000824 AND generation_plant_existing_and_planned_scenario_id = 1;
INSERT INTO switch.generation_plant_existing_and_planned (generation_plant_existing_and_planned_scenario_id, generation_plant_id, build_year, capacity) SELECT 21 as generation_plant_existing_and_planned_scenario_id, 158012 as generation_plant_id, build_year, capacity FROM switch.generation_plant_existing_and_planned WHERE generation_plant_id = 1157631085 AND generation_plant_existing_and_planned_scenario_id = 1;
INSERT INTO switch.generation_plant_existing_and_planned (generation_plant_existing_and_planned_scenario_id, generation_plant_id, build_year, capacity) SELECT 21 as generation_plant_existing_and_planned_scenario_id, 157909 as generation_plant_id, build_year, capacity FROM switch.generation_plant_existing_and_planned WHERE generation_plant_id = 5000893 AND generation_plant_existing_and_planned_scenario_id = 1;
INSERT INTO switch.generation_plant_existing_and_planned (generation_plant_existing_and_planned_scenario_id, generation_plant_id, build_year, capacity) SELECT 21 as generation_plant_existing_and_planned_scenario_id, 158002 as generation_plant_id, build_year, capacity FROM switch.generation_plant_existing_and_planned WHERE generation_plant_id = 1157631075 AND generation_plant_existing_and_planned_scenario_id = 1;
INSERT INTO switch.generation_plant_existing_and_planned (generation_plant_existing_and_planned_scenario_id, generation_plant_id, build_year, capacity) SELECT 21 as generation_plant_existing_and_planned_scenario_id, 157841 as generation_plant_id, build_year, capacity FROM switch.generation_plant_existing_and_planned WHERE generation_plant_id = 5000825 AND generation_plant_existing_and_planned_scenario_id = 1;
INSERT INTO switch.generation_plant_existing_and_planned (generation_plant_existing_and_planned_scenario_id, generation_plant_id, build_year, capacity) SELECT 21 as generation_plant_existing_and_planned_scenario_id, 157997 as generation_plant_id, build_year, capacity FROM switch.generation_plant_existing_and_planned WHERE generation_plant_id = 1157631070 AND generation_plant_existing_and_planned_scenario_id = 1;
INSERT INTO switch.generation_plant_existing_and_planned (generation_plant_existing_and_planned_scenario_id, generation_plant_id, build_year, capacity) SELECT 21 as generation_plant_existing_and_planned_scenario_id, 158004 as generation_plant_id, build_year, capacity FROM switch.generation_plant_existing_and_planned WHERE generation_plant_id = 1157631077 AND generation_plant_existing_and_planned_scenario_id = 1;
INSERT INTO switch.generation_plant_existing_and_planned (generation_plant_existing_and_planned_scenario_id, generation_plant_id, build_year, capacity) SELECT 21 as generation_plant_existing_and_planned_scenario_id, 157910 as generation_plant_id, build_year, capacity FROM switch.generation_plant_existing_and_planned WHERE generation_plant_id = 5000894 AND generation_plant_existing_and_planned_scenario_id = 1;
INSERT INTO switch.generation_plant_existing_and_planned (generation_plant_existing_and_planned_scenario_id, generation_plant_id, build_year, capacity) SELECT 21 as generation_plant_existing_and_planned_scenario_id, 157911 as generation_plant_id, build_year, capacity FROM switch.generation_plant_existing_and_planned WHERE generation_plant_id = 5000895 AND generation_plant_existing_and_planned_scenario_id = 1;
INSERT INTO switch.generation_plant_existing_and_planned (generation_plant_existing_and_planned_scenario_id, generation_plant_id, build_year, capacity) SELECT 21 as generation_plant_existing_and_planned_scenario_id, 157922 as generation_plant_id, build_year, capacity FROM switch.generation_plant_existing_and_planned WHERE generation_plant_id = 5000906 AND generation_plant_existing_and_planned_scenario_id = 1;
INSERT INTO switch.generation_plant_existing_and_planned (generation_plant_existing_and_planned_scenario_id, generation_plant_id, build_year, capacity) SELECT 21 as generation_plant_existing_and_planned_scenario_id, 157982 as generation_plant_id, build_year, capacity FROM switch.generation_plant_existing_and_planned WHERE generation_plant_id = 1157631055 AND generation_plant_existing_and_planned_scenario_id = 1;
INSERT INTO switch.generation_plant_existing_and_planned (generation_plant_existing_and_planned_scenario_id, generation_plant_id, build_year, capacity) SELECT 21 as generation_plant_existing_and_planned_scenario_id, 157981 as generation_plant_id, build_year, capacity FROM switch.generation_plant_existing_and_planned WHERE generation_plant_id = 1157631054 AND generation_plant_existing_and_planned_scenario_id = 1;
INSERT INTO switch.generation_plant_existing_and_planned (generation_plant_existing_and_planned_scenario_id, generation_plant_id, build_year, capacity) SELECT 21 as generation_plant_existing_and_planned_scenario_id, 157980 as generation_plant_id, build_year, capacity FROM switch.generation_plant_existing_and_planned WHERE generation_plant_id = 1157631053 AND generation_plant_existing_and_planned_scenario_id = 1;
INSERT INTO switch.generation_plant_existing_and_planned (generation_plant_existing_and_planned_scenario_id, generation_plant_id, build_year, capacity) SELECT 21 as generation_plant_existing_and_planned_scenario_id, 157942 as generation_plant_id, build_year, capacity FROM switch.generation_plant_existing_and_planned WHERE generation_plant_id = 1157631015 AND generation_plant_existing_and_planned_scenario_id = 1;
INSERT INTO switch.generation_plant_existing_and_planned (generation_plant_existing_and_planned_scenario_id, generation_plant_id, build_year, capacity) SELECT 21 as generation_plant_existing_and_planned_scenario_id, 157912 as generation_plant_id, build_year, capacity FROM switch.generation_plant_existing_and_planned WHERE generation_plant_id = 5000896 AND generation_plant_existing_and_planned_scenario_id = 1;
INSERT INTO switch.generation_plant_existing_and_planned (generation_plant_existing_and_planned_scenario_id, generation_plant_id, build_year, capacity) SELECT 21 as generation_plant_existing_and_planned_scenario_id, 157913 as generation_plant_id, build_year, capacity FROM switch.generation_plant_existing_and_planned WHERE generation_plant_id = 5000897 AND generation_plant_existing_and_planned_scenario_id = 1;
INSERT INTO switch.generation_plant_existing_and_planned (generation_plant_existing_and_planned_scenario_id, generation_plant_id, build_year, capacity) SELECT 21 as generation_plant_existing_and_planned_scenario_id, 157914 as generation_plant_id, build_year, capacity FROM switch.generation_plant_existing_and_planned WHERE generation_plant_id = 5000898 AND generation_plant_existing_and_planned_scenario_id = 1;
INSERT INTO switch.generation_plant_existing_and_planned (generation_plant_existing_and_planned_scenario_id, generation_plant_id, build_year, capacity) SELECT 21 as generation_plant_existing_and_planned_scenario_id, 157915 as generation_plant_id, build_year, capacity FROM switch.generation_plant_existing_and_planned WHERE generation_plant_id = 5000899 AND generation_plant_existing_and_planned_scenario_id = 1;
INSERT INTO switch.generation_plant_existing_and_planned (generation_plant_existing_and_planned_scenario_id, generation_plant_id, build_year, capacity) SELECT 21 as generation_plant_existing_and_planned_scenario_id, 157916 as generation_plant_id, build_year, capacity FROM switch.generation_plant_existing_and_planned WHERE generation_plant_id = 5000900 AND generation_plant_existing_and_planned_scenario_id = 1;
INSERT INTO switch.generation_plant_existing_and_planned (generation_plant_existing_and_planned_scenario_id, generation_plant_id, build_year, capacity) SELECT 21 as generation_plant_existing_and_planned_scenario_id, 157974 as generation_plant_id, build_year, capacity FROM switch.generation_plant_existing_and_planned WHERE generation_plant_id = 1157631047 AND generation_plant_existing_and_planned_scenario_id = 1;
INSERT INTO switch.generation_plant_existing_and_planned (generation_plant_existing_and_planned_scenario_id, generation_plant_id, build_year, capacity) SELECT 21 as generation_plant_existing_and_planned_scenario_id, 157976 as generation_plant_id, build_year, capacity FROM switch.generation_plant_existing_and_planned WHERE generation_plant_id = 1157631049 AND generation_plant_existing_and_planned_scenario_id = 1;
INSERT INTO switch.generation_plant_existing_and_planned (generation_plant_existing_and_planned_scenario_id, generation_plant_id, build_year, capacity) SELECT 21 as generation_plant_existing_and_planned_scenario_id, 157917 as generation_plant_id, build_year, capacity FROM switch.generation_plant_existing_and_planned WHERE generation_plant_id = 5000901 AND generation_plant_existing_and_planned_scenario_id = 1;
INSERT INTO switch.generation_plant_existing_and_planned (generation_plant_existing_and_planned_scenario_id, generation_plant_id, build_year, capacity) SELECT 21 as generation_plant_existing_and_planned_scenario_id, 157918 as generation_plant_id, build_year, capacity FROM switch.generation_plant_existing_and_planned WHERE generation_plant_id = 5000902 AND generation_plant_existing_and_planned_scenario_id = 1;
INSERT INTO switch.generation_plant_existing_and_planned (generation_plant_existing_and_planned_scenario_id, generation_plant_id, build_year, capacity) SELECT 21 as generation_plant_existing_and_planned_scenario_id, 157919 as generation_plant_id, build_year, capacity FROM switch.generation_plant_existing_and_planned WHERE generation_plant_id = 5000903 AND generation_plant_existing_and_planned_scenario_id = 1;
INSERT INTO switch.generation_plant_existing_and_planned (generation_plant_existing_and_planned_scenario_id, generation_plant_id, build_year, capacity) SELECT 21 as generation_plant_existing_and_planned_scenario_id, 157920 as generation_plant_id, build_year, capacity FROM switch.generation_plant_existing_and_planned WHERE generation_plant_id = 5000904 AND generation_plant_existing_and_planned_scenario_id = 1;
INSERT INTO switch.generation_plant_existing_and_planned (generation_plant_existing_and_planned_scenario_id, generation_plant_id, build_year, capacity) SELECT 21 as generation_plant_existing_and_planned_scenario_id, 157921 as generation_plant_id, build_year, capacity FROM switch.generation_plant_existing_and_planned WHERE generation_plant_id = 5000905 AND generation_plant_existing_and_planned_scenario_id = 1;
INSERT INTO switch.generation_plant_existing_and_planned (generation_plant_existing_and_planned_scenario_id, generation_plant_id, build_year, capacity) SELECT 21 as generation_plant_existing_and_planned_scenario_id, 157842 as generation_plant_id, build_year, capacity FROM switch.generation_plant_existing_and_planned WHERE generation_plant_id = 5000826 AND generation_plant_existing_and_planned_scenario_id = 1;
INSERT INTO switch.generation_plant_existing_and_planned (generation_plant_existing_and_planned_scenario_id, generation_plant_id, build_year, capacity) SELECT 21 as generation_plant_existing_and_planned_scenario_id, 157924 as generation_plant_id, build_year, capacity FROM switch.generation_plant_existing_and_planned WHERE generation_plant_id = 5000908 AND generation_plant_existing_and_planned_scenario_id = 1;
INSERT INTO switch.generation_plant_existing_and_planned (generation_plant_existing_and_planned_scenario_id, generation_plant_id, build_year, capacity) SELECT 21 as generation_plant_existing_and_planned_scenario_id, 157923 as generation_plant_id, build_year, capacity FROM switch.generation_plant_existing_and_planned WHERE generation_plant_id = 5000907 AND generation_plant_existing_and_planned_scenario_id = 1;
INSERT INTO switch.generation_plant_existing_and_planned (generation_plant_existing_and_planned_scenario_id, generation_plant_id, build_year, capacity) SELECT 21 as generation_plant_existing_and_planned_scenario_id, 157925 as generation_plant_id, build_year, capacity FROM switch.generation_plant_existing_and_planned WHERE generation_plant_id = 5000909 AND generation_plant_existing_and_planned_scenario_id = 1;
INSERT INTO switch.generation_plant_existing_and_planned (generation_plant_existing_and_planned_scenario_id, generation_plant_id, build_year, capacity) SELECT 21 as generation_plant_existing_and_planned_scenario_id, 157926 as generation_plant_id, build_year, capacity FROM switch.generation_plant_existing_and_planned WHERE generation_plant_id = 5000910 AND generation_plant_existing_and_planned_scenario_id = 1;
INSERT INTO switch.generation_plant_existing_and_planned (generation_plant_existing_and_planned_scenario_id, generation_plant_id, build_year, capacity) SELECT 21 as generation_plant_existing_and_planned_scenario_id, 158017 as generation_plant_id, build_year, capacity FROM switch.generation_plant_existing_and_planned WHERE generation_plant_id = 1157631090 AND generation_plant_existing_and_planned_scenario_id = 1;
INSERT INTO switch.generation_plant_existing_and_planned (generation_plant_existing_and_planned_scenario_id, generation_plant_id, build_year, capacity) SELECT 21 as generation_plant_existing_and_planned_scenario_id, 158016 as generation_plant_id, build_year, capacity FROM switch.generation_plant_existing_and_planned WHERE generation_plant_id = 1157631089 AND generation_plant_existing_and_planned_scenario_id = 1;
INSERT INTO switch.generation_plant_existing_and_planned (generation_plant_existing_and_planned_scenario_id, generation_plant_id, build_year, capacity) SELECT 21 as generation_plant_existing_and_planned_scenario_id, 158015 as generation_plant_id, build_year, capacity FROM switch.generation_plant_existing_and_planned WHERE generation_plant_id = 1157631088 AND generation_plant_existing_and_planned_scenario_id = 1;
INSERT INTO switch.generation_plant_existing_and_planned (generation_plant_existing_and_planned_scenario_id, generation_plant_id, build_year, capacity) SELECT 21 as generation_plant_existing_and_planned_scenario_id, 157975 as generation_plant_id, build_year, capacity FROM switch.generation_plant_existing_and_planned WHERE generation_plant_id = 1157631048 AND generation_plant_existing_and_planned_scenario_id = 1;
INSERT INTO switch.generation_plant_existing_and_planned (generation_plant_existing_and_planned_scenario_id, generation_plant_id, build_year, capacity) SELECT 21 as generation_plant_existing_and_planned_scenario_id, 157977 as generation_plant_id, build_year, capacity FROM switch.generation_plant_existing_and_planned WHERE generation_plant_id = 1157631050 AND generation_plant_existing_and_planned_scenario_id = 1;
INSERT INTO switch.generation_plant_existing_and_planned (generation_plant_existing_and_planned_scenario_id, generation_plant_id, build_year, capacity) SELECT 21 as generation_plant_existing_and_planned_scenario_id, 157963 as generation_plant_id, build_year, capacity FROM switch.generation_plant_existing_and_planned WHERE generation_plant_id = 1157631036 AND generation_plant_existing_and_planned_scenario_id = 1;
INSERT INTO switch.generation_plant_existing_and_planned (generation_plant_existing_and_planned_scenario_id, generation_plant_id, build_year, capacity) SELECT 21 as generation_plant_existing_and_planned_scenario_id, 157964 as generation_plant_id, build_year, capacity FROM switch.generation_plant_existing_and_planned WHERE generation_plant_id = 1157631037 AND generation_plant_existing_and_planned_scenario_id = 1;
INSERT INTO switch.generation_plant_existing_and_planned (generation_plant_existing_and_planned_scenario_id, generation_plant_id, build_year, capacity) SELECT 21 as generation_plant_existing_and_planned_scenario_id, 157965 as generation_plant_id, build_year, capacity FROM switch.generation_plant_existing_and_planned WHERE generation_plant_id = 1157631038 AND generation_plant_existing_and_planned_scenario_id = 1;
INSERT INTO switch.generation_plant_existing_and_planned (generation_plant_existing_and_planned_scenario_id, generation_plant_id, build_year, capacity) SELECT 21 as generation_plant_existing_and_planned_scenario_id, 157966 as generation_plant_id, build_year, capacity FROM switch.generation_plant_existing_and_planned WHERE generation_plant_id = 1157631039 AND generation_plant_existing_and_planned_scenario_id = 1;
INSERT INTO switch.generation_plant_existing_and_planned (generation_plant_existing_and_planned_scenario_id, generation_plant_id, build_year, capacity) SELECT 21 as generation_plant_existing_and_planned_scenario_id, 158043 as generation_plant_id, build_year, capacity FROM switch.generation_plant_existing_and_planned WHERE generation_plant_id = 1157631116 AND generation_plant_existing_and_planned_scenario_id = 1;
INSERT INTO switch.generation_plant_existing_and_planned (generation_plant_existing_and_planned_scenario_id, generation_plant_id, build_year, capacity) SELECT 21 as generation_plant_existing_and_planned_scenario_id, 158040 as generation_plant_id, build_year, capacity FROM switch.generation_plant_existing_and_planned WHERE generation_plant_id = 1157631113 AND generation_plant_existing_and_planned_scenario_id = 1;
INSERT INTO switch.generation_plant_existing_and_planned (generation_plant_existing_and_planned_scenario_id, generation_plant_id, build_year, capacity) SELECT 21 as generation_plant_existing_and_planned_scenario_id, 157843 as generation_plant_id, build_year, capacity FROM switch.generation_plant_existing_and_planned WHERE generation_plant_id = 5000827 AND generation_plant_existing_and_planned_scenario_id = 1;
INSERT INTO switch.generation_plant_existing_and_planned (generation_plant_existing_and_planned_scenario_id, generation_plant_id, build_year, capacity) SELECT 21 as generation_plant_existing_and_planned_scenario_id, 157927 as generation_plant_id, build_year, capacity FROM switch.generation_plant_existing_and_planned WHERE generation_plant_id = 5000911 AND generation_plant_existing_and_planned_scenario_id = 1;
INSERT INTO switch.generation_plant_existing_and_planned (generation_plant_existing_and_planned_scenario_id, generation_plant_id, build_year, capacity) SELECT 21 as generation_plant_existing_and_planned_scenario_id, 157928 as generation_plant_id, build_year, capacity FROM switch.generation_plant_existing_and_planned WHERE generation_plant_id = 5000912 AND generation_plant_existing_and_planned_scenario_id = 1;
INSERT INTO switch.generation_plant_existing_and_planned (generation_plant_existing_and_planned_scenario_id, generation_plant_id, build_year, capacity) SELECT 21 as generation_plant_existing_and_planned_scenario_id, 157844 as generation_plant_id, build_year, capacity FROM switch.generation_plant_existing_and_planned WHERE generation_plant_id = 5000828 AND generation_plant_existing_and_planned_scenario_id = 1;
INSERT INTO switch.generation_plant_existing_and_planned (generation_plant_existing_and_planned_scenario_id, generation_plant_id, build_year, capacity) SELECT 21 as generation_plant_existing_and_planned_scenario_id, 157929 as generation_plant_id, build_year, capacity FROM switch.generation_plant_existing_and_planned WHERE generation_plant_id = 5000913 AND generation_plant_existing_and_planned_scenario_id = 1;
INSERT INTO switch.generation_plant_existing_and_planned (generation_plant_existing_and_planned_scenario_id, generation_plant_id, build_year, capacity) SELECT 21 as generation_plant_existing_and_planned_scenario_id, 157930 as generation_plant_id, build_year, capacity FROM switch.generation_plant_existing_and_planned WHERE generation_plant_id = 5000914 AND generation_plant_existing_and_planned_scenario_id = 1;
INSERT INTO switch.generation_plant_existing_and_planned (generation_plant_existing_and_planned_scenario_id, generation_plant_id, build_year, capacity) SELECT 21 as generation_plant_existing_and_planned_scenario_id, 157931 as generation_plant_id, build_year, capacity FROM switch.generation_plant_existing_and_planned WHERE generation_plant_id = 5000915 AND generation_plant_existing_and_planned_scenario_id = 1;
INSERT INTO switch.generation_plant_existing_and_planned (generation_plant_existing_and_planned_scenario_id, generation_plant_id, build_year, capacity) SELECT 21 as generation_plant_existing_and_planned_scenario_id, 157932 as generation_plant_id, build_year, capacity FROM switch.generation_plant_existing_and_planned WHERE generation_plant_id = 5000916 AND generation_plant_existing_and_planned_scenario_id = 1;
INSERT INTO switch.generation_plant_existing_and_planned (generation_plant_existing_and_planned_scenario_id, generation_plant_id, build_year, capacity) SELECT 21 as generation_plant_existing_and_planned_scenario_id, 157933 as generation_plant_id, build_year, capacity FROM switch.generation_plant_existing_and_planned WHERE generation_plant_id = 5000917 AND generation_plant_existing_and_planned_scenario_id = 1;
INSERT INTO switch.generation_plant_existing_and_planned (generation_plant_existing_and_planned_scenario_id, generation_plant_id, build_year, capacity) SELECT 21 as generation_plant_existing_and_planned_scenario_id, 157934 as generation_plant_id, build_year, capacity FROM switch.generation_plant_existing_and_planned WHERE generation_plant_id = 5000918 AND generation_plant_existing_and_planned_scenario_id = 1;
INSERT INTO switch.generation_plant_existing_and_planned (generation_plant_existing_and_planned_scenario_id, generation_plant_id, build_year, capacity) SELECT 21 as generation_plant_existing_and_planned_scenario_id, 158010 as generation_plant_id, build_year, capacity FROM switch.generation_plant_existing_and_planned WHERE generation_plant_id = 1157631083 AND generation_plant_existing_and_planned_scenario_id = 1;
INSERT INTO switch.generation_plant_existing_and_planned (generation_plant_existing_and_planned_scenario_id, generation_plant_id, build_year, capacity) SELECT 21 as generation_plant_existing_and_planned_scenario_id, 157952 as generation_plant_id, build_year, capacity FROM switch.generation_plant_existing_and_planned WHERE generation_plant_id = 1157631025 AND generation_plant_existing_and_planned_scenario_id = 1;
INSERT INTO switch.generation_plant_existing_and_planned (generation_plant_existing_and_planned_scenario_id, generation_plant_id, build_year, capacity) SELECT 21 as generation_plant_existing_and_planned_scenario_id, 157949 as generation_plant_id, build_year, capacity FROM switch.generation_plant_existing_and_planned WHERE generation_plant_id = 1157631022 AND generation_plant_existing_and_planned_scenario_id = 1;
INSERT INTO switch.generation_plant_existing_and_planned (generation_plant_existing_and_planned_scenario_id, generation_plant_id, build_year, capacity) SELECT 21 as generation_plant_existing_and_planned_scenario_id, 157962 as generation_plant_id, build_year, capacity FROM switch.generation_plant_existing_and_planned WHERE generation_plant_id = 1157631035 AND generation_plant_existing_and_planned_scenario_id = 1;
INSERT INTO switch.generation_plant_existing_and_planned (generation_plant_existing_and_planned_scenario_id, generation_plant_id, build_year, capacity) SELECT 21 as generation_plant_existing_and_planned_scenario_id, 157935 as generation_plant_id, build_year, capacity FROM switch.generation_plant_existing_and_planned WHERE generation_plant_id = 5000919 AND generation_plant_existing_and_planned_scenario_id = 1;
INSERT INTO switch.generation_plant_existing_and_planned (generation_plant_existing_and_planned_scenario_id, generation_plant_id, build_year, capacity) SELECT 21 as generation_plant_existing_and_planned_scenario_id, 157936 as generation_plant_id, build_year, capacity FROM switch.generation_plant_existing_and_planned WHERE generation_plant_id = 5000920 AND generation_plant_existing_and_planned_scenario_id = 1;
INSERT INTO switch.generation_plant_existing_and_planned (generation_plant_existing_and_planned_scenario_id, generation_plant_id, build_year, capacity) SELECT 21 as generation_plant_existing_and_planned_scenario_id, 158007 as generation_plant_id, build_year, capacity FROM switch.generation_plant_existing_and_planned WHERE generation_plant_id = 1157631080 AND generation_plant_existing_and_planned_scenario_id = 1;
INSERT INTO switch.generation_plant_existing_and_planned (generation_plant_existing_and_planned_scenario_id, generation_plant_id, build_year, capacity) SELECT 21 as generation_plant_existing_and_planned_scenario_id, 157937 as generation_plant_id, build_year, capacity FROM switch.generation_plant_existing_and_planned WHERE generation_plant_id = 5000921 AND generation_plant_existing_and_planned_scenario_id = 1;
INSERT INTO switch.generation_plant_existing_and_planned (generation_plant_existing_and_planned_scenario_id, generation_plant_id, build_year, capacity) SELECT 21 as generation_plant_existing_and_planned_scenario_id, 157938 as generation_plant_id, build_year, capacity FROM switch.generation_plant_existing_and_planned WHERE generation_plant_id = 5000922 AND generation_plant_existing_and_planned_scenario_id = 1;
INSERT INTO switch.generation_plant_existing_and_planned (generation_plant_existing_and_planned_scenario_id, generation_plant_id, build_year, capacity) SELECT 21 as generation_plant_existing_and_planned_scenario_id, 157845 as generation_plant_id, build_year, capacity FROM switch.generation_plant_existing_and_planned WHERE generation_plant_id = 5000829 AND generation_plant_existing_and_planned_scenario_id = 1;
INSERT INTO switch.generation_plant_existing_and_planned (generation_plant_existing_and_planned_scenario_id, generation_plant_id, build_year, capacity) SELECT 21 as generation_plant_existing_and_planned_scenario_id, 158055 as generation_plant_id, build_year, capacity FROM switch.generation_plant_existing_and_planned WHERE generation_plant_id = 1157631128 AND generation_plant_existing_and_planned_scenario_id = 1;
INSERT INTO switch.generation_plant_existing_and_planned (generation_plant_existing_and_planned_scenario_id, generation_plant_id, build_year, capacity) SELECT 21 as generation_plant_existing_and_planned_scenario_id, 158056 as generation_plant_id, build_year, capacity FROM switch.generation_plant_existing_and_planned WHERE generation_plant_id = 1157631129 AND generation_plant_existing_and_planned_scenario_id = 1;
INSERT INTO switch.generation_plant_existing_and_planned (generation_plant_existing_and_planned_scenario_id, generation_plant_id, build_year, capacity) SELECT 21 as generation_plant_existing_and_planned_scenario_id, 157939 as generation_plant_id, build_year, capacity FROM switch.generation_plant_existing_and_planned WHERE generation_plant_id = 5000923 AND generation_plant_existing_and_planned_scenario_id = 1;
INSERT INTO switch.generation_plant_existing_and_planned (generation_plant_existing_and_planned_scenario_id, generation_plant_id, build_year, capacity) SELECT 21 as generation_plant_existing_and_planned_scenario_id, 158059 as generation_plant_id, build_year, capacity FROM switch.generation_plant_existing_and_planned WHERE generation_plant_id = 1157631165 AND generation_plant_existing_and_planned_scenario_id = 1;
INSERT INTO switch.generation_plant_existing_and_planned (generation_plant_existing_and_planned_scenario_id, generation_plant_id, build_year, capacity) SELECT 21 as generation_plant_existing_and_planned_scenario_id, 158068 as generation_plant_id, build_year, capacity FROM switch.generation_plant_existing_and_planned WHERE generation_plant_id = 1157631174 AND generation_plant_existing_and_planned_scenario_id = 1;
INSERT INTO switch.generation_plant_existing_and_planned (generation_plant_existing_and_planned_scenario_id, generation_plant_id, build_year, capacity) SELECT 21 as generation_plant_existing_and_planned_scenario_id, 158069 as generation_plant_id, build_year, capacity FROM switch.generation_plant_existing_and_planned WHERE generation_plant_id = 1157631175 AND generation_plant_existing_and_planned_scenario_id = 1;
INSERT INTO switch.generation_plant_existing_and_planned (generation_plant_existing_and_planned_scenario_id, generation_plant_id, build_year, capacity) SELECT 21 as generation_plant_existing_and_planned_scenario_id, 158070 as generation_plant_id, build_year, capacity FROM switch.generation_plant_existing_and_planned WHERE generation_plant_id = 1157631176 AND generation_plant_existing_and_planned_scenario_id = 1;
INSERT INTO switch.generation_plant_existing_and_planned (generation_plant_existing_and_planned_scenario_id, generation_plant_id, build_year, capacity) SELECT 21 as generation_plant_existing_and_planned_scenario_id, 158071 as generation_plant_id, build_year, capacity FROM switch.generation_plant_existing_and_planned WHERE generation_plant_id = 1157631177 AND generation_plant_existing_and_planned_scenario_id = 1;
INSERT INTO switch.generation_plant_existing_and_planned (generation_plant_existing_and_planned_scenario_id, generation_plant_id, build_year, capacity) SELECT 21 as generation_plant_existing_and_planned_scenario_id, 158072 as generation_plant_id, build_year, capacity FROM switch.generation_plant_existing_and_planned WHERE generation_plant_id = 1157631178 AND generation_plant_existing_and_planned_scenario_id = 1;
INSERT INTO switch.generation_plant_existing_and_planned (generation_plant_existing_and_planned_scenario_id, generation_plant_id, build_year, capacity) SELECT 21 as generation_plant_existing_and_planned_scenario_id, 158073 as generation_plant_id, build_year, capacity FROM switch.generation_plant_existing_and_planned WHERE generation_plant_id = 1157631179 AND generation_plant_existing_and_planned_scenario_id = 1;
INSERT INTO switch.generation_plant_existing_and_planned (generation_plant_existing_and_planned_scenario_id, generation_plant_id, build_year, capacity) SELECT 21 as generation_plant_existing_and_planned_scenario_id, 158074 as generation_plant_id, build_year, capacity FROM switch.generation_plant_existing_and_planned WHERE generation_plant_id = 1157631180 AND generation_plant_existing_and_planned_scenario_id = 1;
INSERT INTO switch.generation_plant_existing_and_planned (generation_plant_existing_and_planned_scenario_id, generation_plant_id, build_year, capacity) SELECT 21 as generation_plant_existing_and_planned_scenario_id, 158075 as generation_plant_id, build_year, capacity FROM switch.generation_plant_existing_and_planned WHERE generation_plant_id = 1157631181 AND generation_plant_existing_and_planned_scenario_id = 1;
INSERT INTO switch.generation_plant_existing_and_planned (generation_plant_existing_and_planned_scenario_id, generation_plant_id, build_year, capacity) SELECT 21 as generation_plant_existing_and_planned_scenario_id, 158076 as generation_plant_id, build_year, capacity FROM switch.generation_plant_existing_and_planned WHERE generation_plant_id = 1157631182 AND generation_plant_existing_and_planned_scenario_id = 1;
INSERT INTO switch.generation_plant_existing_and_planned (generation_plant_existing_and_planned_scenario_id, generation_plant_id, build_year, capacity) SELECT 21 as generation_plant_existing_and_planned_scenario_id, 158077 as generation_plant_id, build_year, capacity FROM switch.generation_plant_existing_and_planned WHERE generation_plant_id = 1157631183 AND generation_plant_existing_and_planned_scenario_id = 1;
INSERT INTO switch.generation_plant_existing_and_planned (generation_plant_existing_and_planned_scenario_id, generation_plant_id, build_year, capacity) SELECT 21 as generation_plant_existing_and_planned_scenario_id, 158060 as generation_plant_id, build_year, capacity FROM switch.generation_plant_existing_and_planned WHERE generation_plant_id = 1157631166 AND generation_plant_existing_and_planned_scenario_id = 1;
INSERT INTO switch.generation_plant_existing_and_planned (generation_plant_existing_and_planned_scenario_id, generation_plant_id, build_year, capacity) SELECT 21 as generation_plant_existing_and_planned_scenario_id, 158078 as generation_plant_id, build_year, capacity FROM switch.generation_plant_existing_and_planned WHERE generation_plant_id = 1157631184 AND generation_plant_existing_and_planned_scenario_id = 1;
INSERT INTO switch.generation_plant_existing_and_planned (generation_plant_existing_and_planned_scenario_id, generation_plant_id, build_year, capacity) SELECT 21 as generation_plant_existing_and_planned_scenario_id, 158079 as generation_plant_id, build_year, capacity FROM switch.generation_plant_existing_and_planned WHERE generation_plant_id = 1157631185 AND generation_plant_existing_and_planned_scenario_id = 1;
INSERT INTO switch.generation_plant_existing_and_planned (generation_plant_existing_and_planned_scenario_id, generation_plant_id, build_year, capacity) SELECT 21 as generation_plant_existing_and_planned_scenario_id, 158080 as generation_plant_id, build_year, capacity FROM switch.generation_plant_existing_and_planned WHERE generation_plant_id = 1157631186 AND generation_plant_existing_and_planned_scenario_id = 1;
INSERT INTO switch.generation_plant_existing_and_planned (generation_plant_existing_and_planned_scenario_id, generation_plant_id, build_year, capacity) SELECT 21 as generation_plant_existing_and_planned_scenario_id, 158081 as generation_plant_id, build_year, capacity FROM switch.generation_plant_existing_and_planned WHERE generation_plant_id = 1157631187 AND generation_plant_existing_and_planned_scenario_id = 1;
INSERT INTO switch.generation_plant_existing_and_planned (generation_plant_existing_and_planned_scenario_id, generation_plant_id, build_year, capacity) SELECT 21 as generation_plant_existing_and_planned_scenario_id, 158082 as generation_plant_id, build_year, capacity FROM switch.generation_plant_existing_and_planned WHERE generation_plant_id = 1157631188 AND generation_plant_existing_and_planned_scenario_id = 1;
INSERT INTO switch.generation_plant_existing_and_planned (generation_plant_existing_and_planned_scenario_id, generation_plant_id, build_year, capacity) SELECT 21 as generation_plant_existing_and_planned_scenario_id, 158083 as generation_plant_id, build_year, capacity FROM switch.generation_plant_existing_and_planned WHERE generation_plant_id = 1157631189 AND generation_plant_existing_and_planned_scenario_id = 1;
INSERT INTO switch.generation_plant_existing_and_planned (generation_plant_existing_and_planned_scenario_id, generation_plant_id, build_year, capacity) SELECT 21 as generation_plant_existing_and_planned_scenario_id, 158084 as generation_plant_id, build_year, capacity FROM switch.generation_plant_existing_and_planned WHERE generation_plant_id = 1157631190 AND generation_plant_existing_and_planned_scenario_id = 1;
INSERT INTO switch.generation_plant_existing_and_planned (generation_plant_existing_and_planned_scenario_id, generation_plant_id, build_year, capacity) SELECT 21 as generation_plant_existing_and_planned_scenario_id, 158085 as generation_plant_id, build_year, capacity FROM switch.generation_plant_existing_and_planned WHERE generation_plant_id = 1157631191 AND generation_plant_existing_and_planned_scenario_id = 1;
INSERT INTO switch.generation_plant_existing_and_planned (generation_plant_existing_and_planned_scenario_id, generation_plant_id, build_year, capacity) SELECT 21 as generation_plant_existing_and_planned_scenario_id, 158086 as generation_plant_id, build_year, capacity FROM switch.generation_plant_existing_and_planned WHERE generation_plant_id = 1157631192 AND generation_plant_existing_and_planned_scenario_id = 1;
INSERT INTO switch.generation_plant_existing_and_planned (generation_plant_existing_and_planned_scenario_id, generation_plant_id, build_year, capacity) SELECT 21 as generation_plant_existing_and_planned_scenario_id, 158087 as generation_plant_id, build_year, capacity FROM switch.generation_plant_existing_and_planned WHERE generation_plant_id = 1157631193 AND generation_plant_existing_and_planned_scenario_id = 1;
INSERT INTO switch.generation_plant_existing_and_planned (generation_plant_existing_and_planned_scenario_id, generation_plant_id, build_year, capacity) SELECT 21 as generation_plant_existing_and_planned_scenario_id, 158061 as generation_plant_id, build_year, capacity FROM switch.generation_plant_existing_and_planned WHERE generation_plant_id = 1157631167 AND generation_plant_existing_and_planned_scenario_id = 1;
INSERT INTO switch.generation_plant_existing_and_planned (generation_plant_existing_and_planned_scenario_id, generation_plant_id, build_year, capacity) SELECT 21 as generation_plant_existing_and_planned_scenario_id, 158088 as generation_plant_id, build_year, capacity FROM switch.generation_plant_existing_and_planned WHERE generation_plant_id = 1157631194 AND generation_plant_existing_and_planned_scenario_id = 1;
INSERT INTO switch.generation_plant_existing_and_planned (generation_plant_existing_and_planned_scenario_id, generation_plant_id, build_year, capacity) SELECT 21 as generation_plant_existing_and_planned_scenario_id, 158089 as generation_plant_id, build_year, capacity FROM switch.generation_plant_existing_and_planned WHERE generation_plant_id = 1157631195 AND generation_plant_existing_and_planned_scenario_id = 1;
INSERT INTO switch.generation_plant_existing_and_planned (generation_plant_existing_and_planned_scenario_id, generation_plant_id, build_year, capacity) SELECT 21 as generation_plant_existing_and_planned_scenario_id, 158090 as generation_plant_id, build_year, capacity FROM switch.generation_plant_existing_and_planned WHERE generation_plant_id = 1157631196 AND generation_plant_existing_and_planned_scenario_id = 1;
INSERT INTO switch.generation_plant_existing_and_planned (generation_plant_existing_and_planned_scenario_id, generation_plant_id, build_year, capacity) SELECT 21 as generation_plant_existing_and_planned_scenario_id, 158091 as generation_plant_id, build_year, capacity FROM switch.generation_plant_existing_and_planned WHERE generation_plant_id = 1157631197 AND generation_plant_existing_and_planned_scenario_id = 1;
INSERT INTO switch.generation_plant_existing_and_planned (generation_plant_existing_and_planned_scenario_id, generation_plant_id, build_year, capacity) SELECT 21 as generation_plant_existing_and_planned_scenario_id, 158092 as generation_plant_id, build_year, capacity FROM switch.generation_plant_existing_and_planned WHERE generation_plant_id = 1157631198 AND generation_plant_existing_and_planned_scenario_id = 1;
INSERT INTO switch.generation_plant_existing_and_planned (generation_plant_existing_and_planned_scenario_id, generation_plant_id, build_year, capacity) SELECT 21 as generation_plant_existing_and_planned_scenario_id, 158062 as generation_plant_id, build_year, capacity FROM switch.generation_plant_existing_and_planned WHERE generation_plant_id = 1157631168 AND generation_plant_existing_and_planned_scenario_id = 1;
INSERT INTO switch.generation_plant_existing_and_planned (generation_plant_existing_and_planned_scenario_id, generation_plant_id, build_year, capacity) SELECT 21 as generation_plant_existing_and_planned_scenario_id, 158063 as generation_plant_id, build_year, capacity FROM switch.generation_plant_existing_and_planned WHERE generation_plant_id = 1157631169 AND generation_plant_existing_and_planned_scenario_id = 1;
INSERT INTO switch.generation_plant_existing_and_planned (generation_plant_existing_and_planned_scenario_id, generation_plant_id, build_year, capacity) SELECT 21 as generation_plant_existing_and_planned_scenario_id, 158064 as generation_plant_id, build_year, capacity FROM switch.generation_plant_existing_and_planned WHERE generation_plant_id = 1157631170 AND generation_plant_existing_and_planned_scenario_id = 1;
INSERT INTO switch.generation_plant_existing_and_planned (generation_plant_existing_and_planned_scenario_id, generation_plant_id, build_year, capacity) SELECT 21 as generation_plant_existing_and_planned_scenario_id, 158065 as generation_plant_id, build_year, capacity FROM switch.generation_plant_existing_and_planned WHERE generation_plant_id = 1157631171 AND generation_plant_existing_and_planned_scenario_id = 1;
INSERT INTO switch.generation_plant_existing_and_planned (generation_plant_existing_and_planned_scenario_id, generation_plant_id, build_year, capacity) SELECT 21 as generation_plant_existing_and_planned_scenario_id, 158066 as generation_plant_id, build_year, capacity FROM switch.generation_plant_existing_and_planned WHERE generation_plant_id = 1157631172 AND generation_plant_existing_and_planned_scenario_id = 1;
INSERT INTO switch.generation_plant_existing_and_planned (generation_plant_existing_and_planned_scenario_id, generation_plant_id, build_year, capacity) SELECT 21 as generation_plant_existing_and_planned_scenario_id, 158067 as generation_plant_id, build_year, capacity FROM switch.generation_plant_existing_and_planned WHERE generation_plant_id = 1157631173 AND generation_plant_existing_and_planned_scenario_id = 1;
INSERT INTO switch.generation_plant_existing_and_planned (generation_plant_existing_and_planned_scenario_id, generation_plant_id, build_year, capacity) SELECT 21 as generation_plant_existing_and_planned_scenario_id, 158009 as generation_plant_id, build_year, capacity FROM switch.generation_plant_existing_and_planned WHERE generation_plant_id = 1157631082 AND generation_plant_existing_and_planned_scenario_id = 1;
INSERT INTO switch.generation_plant_existing_and_planned (generation_plant_existing_and_planned_scenario_id, generation_plant_id, build_year, capacity) SELECT 21 as generation_plant_existing_and_planned_scenario_id, 158014 as generation_plant_id, build_year, capacity FROM switch.generation_plant_existing_and_planned WHERE generation_plant_id = 1157631087 AND generation_plant_existing_and_planned_scenario_id = 1;

## hydro_historical_cf_2004
INSERT INTO switch.hydro_historical_monthly_capacity_factors (hydro_simple_scenario_id, generation_plant_id, year, month, hydro_min_flow_mw, hydro_avg_flow_mw)
SELECT 21 as hydro_simple_scenario_id, 154089 as generation_plant_id, 2004 as year, month, hydro_min_flow_mw, hydro_avg_flow_mw
FROM switch.hydro_historical_monthly_capacity_factors
WHERE generation_plant_id = 5000830
AND hydro_simple_scenario_id = 1
INSERT INTO switch.hydro_historical_monthly_capacity_factors (hydro_simple_scenario_id, generation_plant_id, year, month, hydro_min_flow_mw, hydro_avg_flow_mw) SELECT 21 as hydro_simple_scenario_id, | new_id | as generation_plant_id, | 2004 | as year, month, hydro_min_flow_mw, hydro_avg_flow_mw FROM switch.hydro_historical_monthly_capacity_factors WHERE generation_plant_id = | old_id | AND hydro_simple_scenario_id = 1;
INSERT INTO switch.hydro_historical_monthly_capacity_factors (hydro_simple_scenario_id, generation_plant_id, year, month, hydro_min_flow_mw, hydro_avg_flow_mw) SELECT 21 as hydro_simple_scenario_id, 157846 as generation_plant_id, 2004 as year, month, hydro_min_flow_mw, hydro_avg_flow_mw FROM switch.hydro_historical_monthly_capacity_factors WHERE generation_plant_id = 5000830 AND hydro_simple_scenario_id = 1;
INSERT INTO switch.hydro_historical_monthly_capacity_factors (hydro_simple_scenario_id, generation_plant_id, year, month, hydro_min_flow_mw, hydro_avg_flow_mw) SELECT 21 as hydro_simple_scenario_id, 157959 as generation_plant_id, 2004 as year, month, hydro_min_flow_mw, hydro_avg_flow_mw FROM switch.hydro_historical_monthly_capacity_factors WHERE generation_plant_id = 1157631032 AND hydro_simple_scenario_id = 1;
INSERT INTO switch.hydro_historical_monthly_capacity_factors (hydro_simple_scenario_id, generation_plant_id, year, month, hydro_min_flow_mw, hydro_avg_flow_mw) SELECT 21 as hydro_simple_scenario_id, 157847 as generation_plant_id, 2004 as year, month, hydro_min_flow_mw, hydro_avg_flow_mw FROM switch.hydro_historical_monthly_capacity_factors WHERE generation_plant_id = 5000831 AND hydro_simple_scenario_id = 1;
INSERT INTO switch.hydro_historical_monthly_capacity_factors (hydro_simple_scenario_id, generation_plant_id, year, month, hydro_min_flow_mw, hydro_avg_flow_mw) SELECT 21 as hydro_simple_scenario_id, 158008 as generation_plant_id, 2004 as year, month, hydro_min_flow_mw, hydro_avg_flow_mw FROM switch.hydro_historical_monthly_capacity_factors WHERE generation_plant_id = 1157631081 AND hydro_simple_scenario_id = 1;
INSERT INTO switch.hydro_historical_monthly_capacity_factors (hydro_simple_scenario_id, generation_plant_id, year, month, hydro_min_flow_mw, hydro_avg_flow_mw) SELECT 21 as hydro_simple_scenario_id, 157848 as generation_plant_id, 2004 as year, month, hydro_min_flow_mw, hydro_avg_flow_mw FROM switch.hydro_historical_monthly_capacity_factors WHERE generation_plant_id = 5000832 AND hydro_simple_scenario_id = 1;
INSERT INTO switch.hydro_historical_monthly_capacity_factors (hydro_simple_scenario_id, generation_plant_id, year, month, hydro_min_flow_mw, hydro_avg_flow_mw) SELECT 21 as hydro_simple_scenario_id, 157849 as generation_plant_id, 2004 as year, month, hydro_min_flow_mw, hydro_avg_flow_mw FROM switch.hydro_historical_monthly_capacity_factors WHERE generation_plant_id = 5000833 AND hydro_simple_scenario_id = 1;
INSERT INTO switch.hydro_historical_monthly_capacity_factors (hydro_simple_scenario_id, generation_plant_id, year, month, hydro_min_flow_mw, hydro_avg_flow_mw) SELECT 21 as hydro_simple_scenario_id, 157851 as generation_plant_id, 2004 as year, month, hydro_min_flow_mw, hydro_avg_flow_mw FROM switch.hydro_historical_monthly_capacity_factors WHERE generation_plant_id = 5000835 AND hydro_simple_scenario_id = 1;
INSERT INTO switch.hydro_historical_monthly_capacity_factors (hydro_simple_scenario_id, generation_plant_id, year, month, hydro_min_flow_mw, hydro_avg_flow_mw) SELECT 21 as hydro_simple_scenario_id, 157850 as generation_plant_id, 2004 as year, month, hydro_min_flow_mw, hydro_avg_flow_mw FROM switch.hydro_historical_monthly_capacity_factors WHERE generation_plant_id = 5000834 AND hydro_simple_scenario_id = 1;
INSERT INTO switch.hydro_historical_monthly_capacity_factors (hydro_simple_scenario_id, generation_plant_id, year, month, hydro_min_flow_mw, hydro_avg_flow_mw) SELECT 21 as hydro_simple_scenario_id, 158044 as generation_plant_id, 2004 as year, month, hydro_min_flow_mw, hydro_avg_flow_mw FROM switch.hydro_historical_monthly_capacity_factors WHERE generation_plant_id = 1157631117 AND hydro_simple_scenario_id = 1;
INSERT INTO switch.hydro_historical_monthly_capacity_factors (hydro_simple_scenario_id, generation_plant_id, year, month, hydro_min_flow_mw, hydro_avg_flow_mw) SELECT 21 as hydro_simple_scenario_id, 157961 as generation_plant_id, 2004 as year, month, hydro_min_flow_mw, hydro_avg_flow_mw FROM switch.hydro_historical_monthly_capacity_factors WHERE generation_plant_id = 1157631034 AND hydro_simple_scenario_id = 1;
INSERT INTO switch.hydro_historical_monthly_capacity_factors (hydro_simple_scenario_id, generation_plant_id, year, month, hydro_min_flow_mw, hydro_avg_flow_mw) SELECT 21 as hydro_simple_scenario_id, 157960 as generation_plant_id, 2004 as year, month, hydro_min_flow_mw, hydro_avg_flow_mw FROM switch.hydro_historical_monthly_capacity_factors WHERE generation_plant_id = 1157631033 AND hydro_simple_scenario_id = 1;
INSERT INTO switch.hydro_historical_monthly_capacity_factors (hydro_simple_scenario_id, generation_plant_id, year, month, hydro_min_flow_mw, hydro_avg_flow_mw) SELECT 21 as hydro_simple_scenario_id, 157824 as generation_plant_id, 2004 as year, month, hydro_min_flow_mw, hydro_avg_flow_mw FROM switch.hydro_historical_monthly_capacity_factors WHERE generation_plant_id = 5000808 AND hydro_simple_scenario_id = 1;
INSERT INTO switch.hydro_historical_monthly_capacity_factors (hydro_simple_scenario_id, generation_plant_id, year, month, hydro_min_flow_mw, hydro_avg_flow_mw) SELECT 21 as hydro_simple_scenario_id, 157971 as generation_plant_id, 2004 as year, month, hydro_min_flow_mw, hydro_avg_flow_mw FROM switch.hydro_historical_monthly_capacity_factors WHERE generation_plant_id = 1157631044 AND hydro_simple_scenario_id = 1;
INSERT INTO switch.hydro_historical_monthly_capacity_factors (hydro_simple_scenario_id, generation_plant_id, year, month, hydro_min_flow_mw, hydro_avg_flow_mw) SELECT 21 as hydro_simple_scenario_id, 157972 as generation_plant_id, 2004 as year, month, hydro_min_flow_mw, hydro_avg_flow_mw FROM switch.hydro_historical_monthly_capacity_factors WHERE generation_plant_id = 1157631045 AND hydro_simple_scenario_id = 1;
INSERT INTO switch.hydro_historical_monthly_capacity_factors (hydro_simple_scenario_id, generation_plant_id, year, month, hydro_min_flow_mw, hydro_avg_flow_mw) SELECT 21 as hydro_simple_scenario_id, 157970 as generation_plant_id, 2004 as year, month, hydro_min_flow_mw, hydro_avg_flow_mw FROM switch.hydro_historical_monthly_capacity_factors WHERE generation_plant_id = 1157631043 AND hydro_simple_scenario_id = 1;
INSERT INTO switch.hydro_historical_monthly_capacity_factors (hydro_simple_scenario_id, generation_plant_id, year, month, hydro_min_flow_mw, hydro_avg_flow_mw) SELECT 21 as hydro_simple_scenario_id, 157945 as generation_plant_id, 2004 as year, month, hydro_min_flow_mw, hydro_avg_flow_mw FROM switch.hydro_historical_monthly_capacity_factors WHERE generation_plant_id = 1157631018 AND hydro_simple_scenario_id = 1;
INSERT INTO switch.hydro_historical_monthly_capacity_factors (hydro_simple_scenario_id, generation_plant_id, year, month, hydro_min_flow_mw, hydro_avg_flow_mw) SELECT 21 as hydro_simple_scenario_id, 157825 as generation_plant_id, 2004 as year, month, hydro_min_flow_mw, hydro_avg_flow_mw FROM switch.hydro_historical_monthly_capacity_factors WHERE generation_plant_id = 5000809 AND hydro_simple_scenario_id = 1;
INSERT INTO switch.hydro_historical_monthly_capacity_factors (hydro_simple_scenario_id, generation_plant_id, year, month, hydro_min_flow_mw, hydro_avg_flow_mw) SELECT 21 as hydro_simple_scenario_id, 157826 as generation_plant_id, 2004 as year, month, hydro_min_flow_mw, hydro_avg_flow_mw FROM switch.hydro_historical_monthly_capacity_factors WHERE generation_plant_id = 5000810 AND hydro_simple_scenario_id = 1;
INSERT INTO switch.hydro_historical_monthly_capacity_factors (hydro_simple_scenario_id, generation_plant_id, year, month, hydro_min_flow_mw, hydro_avg_flow_mw) SELECT 21 as hydro_simple_scenario_id, 157827 as generation_plant_id, 2004 as year, month, hydro_min_flow_mw, hydro_avg_flow_mw FROM switch.hydro_historical_monthly_capacity_factors WHERE generation_plant_id = 5000811 AND hydro_simple_scenario_id = 1;
INSERT INTO switch.hydro_historical_monthly_capacity_factors (hydro_simple_scenario_id, generation_plant_id, year, month, hydro_min_flow_mw, hydro_avg_flow_mw) SELECT 21 as hydro_simple_scenario_id, 157852 as generation_plant_id, 2004 as year, month, hydro_min_flow_mw, hydro_avg_flow_mw FROM switch.hydro_historical_monthly_capacity_factors WHERE generation_plant_id = 5000836 AND hydro_simple_scenario_id = 1;
INSERT INTO switch.hydro_historical_monthly_capacity_factors (hydro_simple_scenario_id, generation_plant_id, year, month, hydro_min_flow_mw, hydro_avg_flow_mw) SELECT 21 as hydro_simple_scenario_id, 157853 as generation_plant_id, 2004 as year, month, hydro_min_flow_mw, hydro_avg_flow_mw FROM switch.hydro_historical_monthly_capacity_factors WHERE generation_plant_id = 5000837 AND hydro_simple_scenario_id = 1;
INSERT INTO switch.hydro_historical_monthly_capacity_factors (hydro_simple_scenario_id, generation_plant_id, year, month, hydro_min_flow_mw, hydro_avg_flow_mw) SELECT 21 as hydro_simple_scenario_id, 157828 as generation_plant_id, 2004 as year, month, hydro_min_flow_mw, hydro_avg_flow_mw FROM switch.hydro_historical_monthly_capacity_factors WHERE generation_plant_id = 5000812 AND hydro_simple_scenario_id = 1;
INSERT INTO switch.hydro_historical_monthly_capacity_factors (hydro_simple_scenario_id, generation_plant_id, year, month, hydro_min_flow_mw, hydro_avg_flow_mw) SELECT 21 as hydro_simple_scenario_id, 157829 as generation_plant_id, 2004 as year, month, hydro_min_flow_mw, hydro_avg_flow_mw FROM switch.hydro_historical_monthly_capacity_factors WHERE generation_plant_id = 5000813 AND hydro_simple_scenario_id = 1;
INSERT INTO switch.hydro_historical_monthly_capacity_factors (hydro_simple_scenario_id, generation_plant_id, year, month, hydro_min_flow_mw, hydro_avg_flow_mw) SELECT 21 as hydro_simple_scenario_id, 157854 as generation_plant_id, 2004 as year, month, hydro_min_flow_mw, hydro_avg_flow_mw FROM switch.hydro_historical_monthly_capacity_factors WHERE generation_plant_id = 5000838 AND hydro_simple_scenario_id = 1;
INSERT INTO switch.hydro_historical_monthly_capacity_factors (hydro_simple_scenario_id, generation_plant_id, year, month, hydro_min_flow_mw, hydro_avg_flow_mw) SELECT 21 as hydro_simple_scenario_id, 157855 as generation_plant_id, 2004 as year, month, hydro_min_flow_mw, hydro_avg_flow_mw FROM switch.hydro_historical_monthly_capacity_factors WHERE generation_plant_id = 5000839 AND hydro_simple_scenario_id = 1;
INSERT INTO switch.hydro_historical_monthly_capacity_factors (hydro_simple_scenario_id, generation_plant_id, year, month, hydro_min_flow_mw, hydro_avg_flow_mw) SELECT 21 as hydro_simple_scenario_id, 157856 as generation_plant_id, 2004 as year, month, hydro_min_flow_mw, hydro_avg_flow_mw FROM switch.hydro_historical_monthly_capacity_factors WHERE generation_plant_id = 5000840 AND hydro_simple_scenario_id = 1;
INSERT INTO switch.hydro_historical_monthly_capacity_factors (hydro_simple_scenario_id, generation_plant_id, year, month, hydro_min_flow_mw, hydro_avg_flow_mw) SELECT 21 as hydro_simple_scenario_id, 157857 as generation_plant_id, 2004 as year, month, hydro_min_flow_mw, hydro_avg_flow_mw FROM switch.hydro_historical_monthly_capacity_factors WHERE generation_plant_id = 5000841 AND hydro_simple_scenario_id = 1;
INSERT INTO switch.hydro_historical_monthly_capacity_factors (hydro_simple_scenario_id, generation_plant_id, year, month, hydro_min_flow_mw, hydro_avg_flow_mw) SELECT 21 as hydro_simple_scenario_id, 157858 as generation_plant_id, 2004 as year, month, hydro_min_flow_mw, hydro_avg_flow_mw FROM switch.hydro_historical_monthly_capacity_factors WHERE generation_plant_id = 5000842 AND hydro_simple_scenario_id = 1;
INSERT INTO switch.hydro_historical_monthly_capacity_factors (hydro_simple_scenario_id, generation_plant_id, year, month, hydro_min_flow_mw, hydro_avg_flow_mw) SELECT 21 as hydro_simple_scenario_id, 158046 as generation_plant_id, 2004 as year, month, hydro_min_flow_mw, hydro_avg_flow_mw FROM switch.hydro_historical_monthly_capacity_factors WHERE generation_plant_id = 1157631119 AND hydro_simple_scenario_id = 1;
INSERT INTO switch.hydro_historical_monthly_capacity_factors (hydro_simple_scenario_id, generation_plant_id, year, month, hydro_min_flow_mw, hydro_avg_flow_mw) SELECT 21 as hydro_simple_scenario_id, 158047 as generation_plant_id, 2004 as year, month, hydro_min_flow_mw, hydro_avg_flow_mw FROM switch.hydro_historical_monthly_capacity_factors WHERE generation_plant_id = 1157631120 AND hydro_simple_scenario_id = 1;
INSERT INTO switch.hydro_historical_monthly_capacity_factors (hydro_simple_scenario_id, generation_plant_id, year, month, hydro_min_flow_mw, hydro_avg_flow_mw) SELECT 21 as hydro_simple_scenario_id, 158048 as generation_plant_id, 2004 as year, month, hydro_min_flow_mw, hydro_avg_flow_mw FROM switch.hydro_historical_monthly_capacity_factors WHERE generation_plant_id = 1157631121 AND hydro_simple_scenario_id = 1;
INSERT INTO switch.hydro_historical_monthly_capacity_factors (hydro_simple_scenario_id, generation_plant_id, year, month, hydro_min_flow_mw, hydro_avg_flow_mw) SELECT 21 as hydro_simple_scenario_id, 158049 as generation_plant_id, 2004 as year, month, hydro_min_flow_mw, hydro_avg_flow_mw FROM switch.hydro_historical_monthly_capacity_factors WHERE generation_plant_id = 1157631122 AND hydro_simple_scenario_id = 1;
INSERT INTO switch.hydro_historical_monthly_capacity_factors (hydro_simple_scenario_id, generation_plant_id, year, month, hydro_min_flow_mw, hydro_avg_flow_mw) SELECT 21 as hydro_simple_scenario_id, 158050 as generation_plant_id, 2004 as year, month, hydro_min_flow_mw, hydro_avg_flow_mw FROM switch.hydro_historical_monthly_capacity_factors WHERE generation_plant_id = 1157631123 AND hydro_simple_scenario_id = 1;
INSERT INTO switch.hydro_historical_monthly_capacity_factors (hydro_simple_scenario_id, generation_plant_id, year, month, hydro_min_flow_mw, hydro_avg_flow_mw) SELECT 21 as hydro_simple_scenario_id, 158051 as generation_plant_id, 2004 as year, month, hydro_min_flow_mw, hydro_avg_flow_mw FROM switch.hydro_historical_monthly_capacity_factors WHERE generation_plant_id = 1157631124 AND hydro_simple_scenario_id = 1;
INSERT INTO switch.hydro_historical_monthly_capacity_factors (hydro_simple_scenario_id, generation_plant_id, year, month, hydro_min_flow_mw, hydro_avg_flow_mw) SELECT 21 as hydro_simple_scenario_id, 157859 as generation_plant_id, 2004 as year, month, hydro_min_flow_mw, hydro_avg_flow_mw FROM switch.hydro_historical_monthly_capacity_factors WHERE generation_plant_id = 5000843 AND hydro_simple_scenario_id = 1;
INSERT INTO switch.hydro_historical_monthly_capacity_factors (hydro_simple_scenario_id, generation_plant_id, year, month, hydro_min_flow_mw, hydro_avg_flow_mw) SELECT 21 as hydro_simple_scenario_id, 157860 as generation_plant_id, 2004 as year, month, hydro_min_flow_mw, hydro_avg_flow_mw FROM switch.hydro_historical_monthly_capacity_factors WHERE generation_plant_id = 5000844 AND hydro_simple_scenario_id = 1;
INSERT INTO switch.hydro_historical_monthly_capacity_factors (hydro_simple_scenario_id, generation_plant_id, year, month, hydro_min_flow_mw, hydro_avg_flow_mw) SELECT 21 as hydro_simple_scenario_id, 157940 as generation_plant_id, 2004 as year, month, hydro_min_flow_mw, hydro_avg_flow_mw FROM switch.hydro_historical_monthly_capacity_factors WHERE generation_plant_id = 1157631013 AND hydro_simple_scenario_id = 1;
INSERT INTO switch.hydro_historical_monthly_capacity_factors (hydro_simple_scenario_id, generation_plant_id, year, month, hydro_min_flow_mw, hydro_avg_flow_mw) SELECT 21 as hydro_simple_scenario_id, 157978 as generation_plant_id, 2004 as year, month, hydro_min_flow_mw, hydro_avg_flow_mw FROM switch.hydro_historical_monthly_capacity_factors WHERE generation_plant_id = 1157631051 AND hydro_simple_scenario_id = 1;
INSERT INTO switch.hydro_historical_monthly_capacity_factors (hydro_simple_scenario_id, generation_plant_id, year, month, hydro_min_flow_mw, hydro_avg_flow_mw) SELECT 21 as hydro_simple_scenario_id, 157861 as generation_plant_id, 2004 as year, month, hydro_min_flow_mw, hydro_avg_flow_mw FROM switch.hydro_historical_monthly_capacity_factors WHERE generation_plant_id = 5000845 AND hydro_simple_scenario_id = 1;
INSERT INTO switch.hydro_historical_monthly_capacity_factors (hydro_simple_scenario_id, generation_plant_id, year, month, hydro_min_flow_mw, hydro_avg_flow_mw) SELECT 21 as hydro_simple_scenario_id, 158018 as generation_plant_id, 2004 as year, month, hydro_min_flow_mw, hydro_avg_flow_mw FROM switch.hydro_historical_monthly_capacity_factors WHERE generation_plant_id = 1157631091 AND hydro_simple_scenario_id = 1;
INSERT INTO switch.hydro_historical_monthly_capacity_factors (hydro_simple_scenario_id, generation_plant_id, year, month, hydro_min_flow_mw, hydro_avg_flow_mw) SELECT 21 as hydro_simple_scenario_id, 158019 as generation_plant_id, 2004 as year, month, hydro_min_flow_mw, hydro_avg_flow_mw FROM switch.hydro_historical_monthly_capacity_factors WHERE generation_plant_id = 1157631092 AND hydro_simple_scenario_id = 1;
INSERT INTO switch.hydro_historical_monthly_capacity_factors (hydro_simple_scenario_id, generation_plant_id, year, month, hydro_min_flow_mw, hydro_avg_flow_mw) SELECT 21 as hydro_simple_scenario_id, 157830 as generation_plant_id, 2004 as year, month, hydro_min_flow_mw, hydro_avg_flow_mw FROM switch.hydro_historical_monthly_capacity_factors WHERE generation_plant_id = 5000814 AND hydro_simple_scenario_id = 1;
INSERT INTO switch.hydro_historical_monthly_capacity_factors (hydro_simple_scenario_id, generation_plant_id, year, month, hydro_min_flow_mw, hydro_avg_flow_mw) SELECT 21 as hydro_simple_scenario_id, 157958 as generation_plant_id, 2004 as year, month, hydro_min_flow_mw, hydro_avg_flow_mw FROM switch.hydro_historical_monthly_capacity_factors WHERE generation_plant_id = 1157631031 AND hydro_simple_scenario_id = 1;
INSERT INTO switch.hydro_historical_monthly_capacity_factors (hydro_simple_scenario_id, generation_plant_id, year, month, hydro_min_flow_mw, hydro_avg_flow_mw) SELECT 21 as hydro_simple_scenario_id, 157950 as generation_plant_id, 2004 as year, month, hydro_min_flow_mw, hydro_avg_flow_mw FROM switch.hydro_historical_monthly_capacity_factors WHERE generation_plant_id = 1157631023 AND hydro_simple_scenario_id = 1;
INSERT INTO switch.hydro_historical_monthly_capacity_factors (hydro_simple_scenario_id, generation_plant_id, year, month, hydro_min_flow_mw, hydro_avg_flow_mw) SELECT 21 as hydro_simple_scenario_id, 157941 as generation_plant_id, 2004 as year, month, hydro_min_flow_mw, hydro_avg_flow_mw FROM switch.hydro_historical_monthly_capacity_factors WHERE generation_plant_id = 1157631014 AND hydro_simple_scenario_id = 1;
INSERT INTO switch.hydro_historical_monthly_capacity_factors (hydro_simple_scenario_id, generation_plant_id, year, month, hydro_min_flow_mw, hydro_avg_flow_mw) SELECT 21 as hydro_simple_scenario_id, 158031 as generation_plant_id, 2004 as year, month, hydro_min_flow_mw, hydro_avg_flow_mw FROM switch.hydro_historical_monthly_capacity_factors WHERE generation_plant_id = 1157631104 AND hydro_simple_scenario_id = 1;
INSERT INTO switch.hydro_historical_monthly_capacity_factors (hydro_simple_scenario_id, generation_plant_id, year, month, hydro_min_flow_mw, hydro_avg_flow_mw) SELECT 21 as hydro_simple_scenario_id, 158028 as generation_plant_id, 2004 as year, month, hydro_min_flow_mw, hydro_avg_flow_mw FROM switch.hydro_historical_monthly_capacity_factors WHERE generation_plant_id = 1157631101 AND hydro_simple_scenario_id = 1;
INSERT INTO switch.hydro_historical_monthly_capacity_factors (hydro_simple_scenario_id, generation_plant_id, year, month, hydro_min_flow_mw, hydro_avg_flow_mw) SELECT 21 as hydro_simple_scenario_id, 158029 as generation_plant_id, 2004 as year, month, hydro_min_flow_mw, hydro_avg_flow_mw FROM switch.hydro_historical_monthly_capacity_factors WHERE generation_plant_id = 1157631102 AND hydro_simple_scenario_id = 1;
INSERT INTO switch.hydro_historical_monthly_capacity_factors (hydro_simple_scenario_id, generation_plant_id, year, month, hydro_min_flow_mw, hydro_avg_flow_mw) SELECT 21 as hydro_simple_scenario_id, 158030 as generation_plant_id, 2004 as year, month, hydro_min_flow_mw, hydro_avg_flow_mw FROM switch.hydro_historical_monthly_capacity_factors WHERE generation_plant_id = 1157631103 AND hydro_simple_scenario_id = 1;
INSERT INTO switch.hydro_historical_monthly_capacity_factors (hydro_simple_scenario_id, generation_plant_id, year, month, hydro_min_flow_mw, hydro_avg_flow_mw) SELECT 21 as hydro_simple_scenario_id, 158034 as generation_plant_id, 2004 as year, month, hydro_min_flow_mw, hydro_avg_flow_mw FROM switch.hydro_historical_monthly_capacity_factors WHERE generation_plant_id = 1157631107 AND hydro_simple_scenario_id = 1;
INSERT INTO switch.hydro_historical_monthly_capacity_factors (hydro_simple_scenario_id, generation_plant_id, year, month, hydro_min_flow_mw, hydro_avg_flow_mw) SELECT 21 as hydro_simple_scenario_id, 158036 as generation_plant_id, 2004 as year, month, hydro_min_flow_mw, hydro_avg_flow_mw FROM switch.hydro_historical_monthly_capacity_factors WHERE generation_plant_id = 1157631109 AND hydro_simple_scenario_id = 1;
INSERT INTO switch.hydro_historical_monthly_capacity_factors (hydro_simple_scenario_id, generation_plant_id, year, month, hydro_min_flow_mw, hydro_avg_flow_mw) SELECT 21 as hydro_simple_scenario_id, 158037 as generation_plant_id, 2004 as year, month, hydro_min_flow_mw, hydro_avg_flow_mw FROM switch.hydro_historical_monthly_capacity_factors WHERE generation_plant_id = 1157631110 AND hydro_simple_scenario_id = 1;
INSERT INTO switch.hydro_historical_monthly_capacity_factors (hydro_simple_scenario_id, generation_plant_id, year, month, hydro_min_flow_mw, hydro_avg_flow_mw) SELECT 21 as hydro_simple_scenario_id, 158039 as generation_plant_id, 2004 as year, month, hydro_min_flow_mw, hydro_avg_flow_mw FROM switch.hydro_historical_monthly_capacity_factors WHERE generation_plant_id = 1157631112 AND hydro_simple_scenario_id = 1;
INSERT INTO switch.hydro_historical_monthly_capacity_factors (hydro_simple_scenario_id, generation_plant_id, year, month, hydro_min_flow_mw, hydro_avg_flow_mw) SELECT 21 as hydro_simple_scenario_id, 158038 as generation_plant_id, 2004 as year, month, hydro_min_flow_mw, hydro_avg_flow_mw FROM switch.hydro_historical_monthly_capacity_factors WHERE generation_plant_id = 1157631111 AND hydro_simple_scenario_id = 1;
INSERT INTO switch.hydro_historical_monthly_capacity_factors (hydro_simple_scenario_id, generation_plant_id, year, month, hydro_min_flow_mw, hydro_avg_flow_mw) SELECT 21 as hydro_simple_scenario_id, 158027 as generation_plant_id, 2004 as year, month, hydro_min_flow_mw, hydro_avg_flow_mw FROM switch.hydro_historical_monthly_capacity_factors WHERE generation_plant_id = 1157631100 AND hydro_simple_scenario_id = 1;
INSERT INTO switch.hydro_historical_monthly_capacity_factors (hydro_simple_scenario_id, generation_plant_id, year, month, hydro_min_flow_mw, hydro_avg_flow_mw) SELECT 21 as hydro_simple_scenario_id, 158035 as generation_plant_id, 2004 as year, month, hydro_min_flow_mw, hydro_avg_flow_mw FROM switch.hydro_historical_monthly_capacity_factors WHERE generation_plant_id = 1157631108 AND hydro_simple_scenario_id = 1;
INSERT INTO switch.hydro_historical_monthly_capacity_factors (hydro_simple_scenario_id, generation_plant_id, year, month, hydro_min_flow_mw, hydro_avg_flow_mw) SELECT 21 as hydro_simple_scenario_id, 158033 as generation_plant_id, 2004 as year, month, hydro_min_flow_mw, hydro_avg_flow_mw FROM switch.hydro_historical_monthly_capacity_factors WHERE generation_plant_id = 1157631106 AND hydro_simple_scenario_id = 1;
INSERT INTO switch.hydro_historical_monthly_capacity_factors (hydro_simple_scenario_id, generation_plant_id, year, month, hydro_min_flow_mw, hydro_avg_flow_mw) SELECT 21 as hydro_simple_scenario_id, 158032 as generation_plant_id, 2004 as year, month, hydro_min_flow_mw, hydro_avg_flow_mw FROM switch.hydro_historical_monthly_capacity_factors WHERE generation_plant_id = 1157631105 AND hydro_simple_scenario_id = 1;
INSERT INTO switch.hydro_historical_monthly_capacity_factors (hydro_simple_scenario_id, generation_plant_id, year, month, hydro_min_flow_mw, hydro_avg_flow_mw) SELECT 21 as hydro_simple_scenario_id, 157862 as generation_plant_id, 2004 as year, month, hydro_min_flow_mw, hydro_avg_flow_mw FROM switch.hydro_historical_monthly_capacity_factors WHERE generation_plant_id = 5000846 AND hydro_simple_scenario_id = 1;
INSERT INTO switch.hydro_historical_monthly_capacity_factors (hydro_simple_scenario_id, generation_plant_id, year, month, hydro_min_flow_mw, hydro_avg_flow_mw) SELECT 21 as hydro_simple_scenario_id, 157831 as generation_plant_id, 2004 as year, month, hydro_min_flow_mw, hydro_avg_flow_mw FROM switch.hydro_historical_monthly_capacity_factors WHERE generation_plant_id = 5000815 AND hydro_simple_scenario_id = 1;
INSERT INTO switch.hydro_historical_monthly_capacity_factors (hydro_simple_scenario_id, generation_plant_id, year, month, hydro_min_flow_mw, hydro_avg_flow_mw) SELECT 21 as hydro_simple_scenario_id, 157863 as generation_plant_id, 2004 as year, month, hydro_min_flow_mw, hydro_avg_flow_mw FROM switch.hydro_historical_monthly_capacity_factors WHERE generation_plant_id = 5000847 AND hydro_simple_scenario_id = 1;
INSERT INTO switch.hydro_historical_monthly_capacity_factors (hydro_simple_scenario_id, generation_plant_id, year, month, hydro_min_flow_mw, hydro_avg_flow_mw) SELECT 21 as hydro_simple_scenario_id, 157864 as generation_plant_id, 2004 as year, month, hydro_min_flow_mw, hydro_avg_flow_mw FROM switch.hydro_historical_monthly_capacity_factors WHERE generation_plant_id = 5000848 AND hydro_simple_scenario_id = 1;
INSERT INTO switch.hydro_historical_monthly_capacity_factors (hydro_simple_scenario_id, generation_plant_id, year, month, hydro_min_flow_mw, hydro_avg_flow_mw) SELECT 21 as hydro_simple_scenario_id, 157865 as generation_plant_id, 2004 as year, month, hydro_min_flow_mw, hydro_avg_flow_mw FROM switch.hydro_historical_monthly_capacity_factors WHERE generation_plant_id = 5000849 AND hydro_simple_scenario_id = 1;
INSERT INTO switch.hydro_historical_monthly_capacity_factors (hydro_simple_scenario_id, generation_plant_id, year, month, hydro_min_flow_mw, hydro_avg_flow_mw) SELECT 21 as hydro_simple_scenario_id, 157866 as generation_plant_id, 2004 as year, month, hydro_min_flow_mw, hydro_avg_flow_mw FROM switch.hydro_historical_monthly_capacity_factors WHERE generation_plant_id = 5000850 AND hydro_simple_scenario_id = 1;
INSERT INTO switch.hydro_historical_monthly_capacity_factors (hydro_simple_scenario_id, generation_plant_id, year, month, hydro_min_flow_mw, hydro_avg_flow_mw) SELECT 21 as hydro_simple_scenario_id, 157993 as generation_plant_id, 2004 as year, month, hydro_min_flow_mw, hydro_avg_flow_mw FROM switch.hydro_historical_monthly_capacity_factors WHERE generation_plant_id = 1157631066 AND hydro_simple_scenario_id = 1;
INSERT INTO switch.hydro_historical_monthly_capacity_factors (hydro_simple_scenario_id, generation_plant_id, year, month, hydro_min_flow_mw, hydro_avg_flow_mw) SELECT 21 as hydro_simple_scenario_id, 157995 as generation_plant_id, 2004 as year, month, hydro_min_flow_mw, hydro_avg_flow_mw FROM switch.hydro_historical_monthly_capacity_factors WHERE generation_plant_id = 1157631068 AND hydro_simple_scenario_id = 1;
INSERT INTO switch.hydro_historical_monthly_capacity_factors (hydro_simple_scenario_id, generation_plant_id, year, month, hydro_min_flow_mw, hydro_avg_flow_mw) SELECT 21 as hydro_simple_scenario_id, 157867 as generation_plant_id, 2004 as year, month, hydro_min_flow_mw, hydro_avg_flow_mw FROM switch.hydro_historical_monthly_capacity_factors WHERE generation_plant_id = 5000851 AND hydro_simple_scenario_id = 1;
INSERT INTO switch.hydro_historical_monthly_capacity_factors (hydro_simple_scenario_id, generation_plant_id, year, month, hydro_min_flow_mw, hydro_avg_flow_mw) SELECT 21 as hydro_simple_scenario_id, 158006 as generation_plant_id, 2004 as year, month, hydro_min_flow_mw, hydro_avg_flow_mw FROM switch.hydro_historical_monthly_capacity_factors WHERE generation_plant_id = 1157631079 AND hydro_simple_scenario_id = 1;
INSERT INTO switch.hydro_historical_monthly_capacity_factors (hydro_simple_scenario_id, generation_plant_id, year, month, hydro_min_flow_mw, hydro_avg_flow_mw) SELECT 21 as hydro_simple_scenario_id, 157868 as generation_plant_id, 2004 as year, month, hydro_min_flow_mw, hydro_avg_flow_mw FROM switch.hydro_historical_monthly_capacity_factors WHERE generation_plant_id = 5000852 AND hydro_simple_scenario_id = 1;
INSERT INTO switch.hydro_historical_monthly_capacity_factors (hydro_simple_scenario_id, generation_plant_id, year, month, hydro_min_flow_mw, hydro_avg_flow_mw) SELECT 21 as hydro_simple_scenario_id, 157832 as generation_plant_id, 2004 as year, month, hydro_min_flow_mw, hydro_avg_flow_mw FROM switch.hydro_historical_monthly_capacity_factors WHERE generation_plant_id = 5000816 AND hydro_simple_scenario_id = 1;
INSERT INTO switch.hydro_historical_monthly_capacity_factors (hydro_simple_scenario_id, generation_plant_id, year, month, hydro_min_flow_mw, hydro_avg_flow_mw) SELECT 21 as hydro_simple_scenario_id, 157869 as generation_plant_id, 2004 as year, month, hydro_min_flow_mw, hydro_avg_flow_mw FROM switch.hydro_historical_monthly_capacity_factors WHERE generation_plant_id = 5000853 AND hydro_simple_scenario_id = 1;
INSERT INTO switch.hydro_historical_monthly_capacity_factors (hydro_simple_scenario_id, generation_plant_id, year, month, hydro_min_flow_mw, hydro_avg_flow_mw) SELECT 21 as hydro_simple_scenario_id, 157870 as generation_plant_id, 2004 as year, month, hydro_min_flow_mw, hydro_avg_flow_mw FROM switch.hydro_historical_monthly_capacity_factors WHERE generation_plant_id = 5000854 AND hydro_simple_scenario_id = 1;
INSERT INTO switch.hydro_historical_monthly_capacity_factors (hydro_simple_scenario_id, generation_plant_id, year, month, hydro_min_flow_mw, hydro_avg_flow_mw) SELECT 21 as hydro_simple_scenario_id, 157957 as generation_plant_id, 2004 as year, month, hydro_min_flow_mw, hydro_avg_flow_mw FROM switch.hydro_historical_monthly_capacity_factors WHERE generation_plant_id = 1157631030 AND hydro_simple_scenario_id = 1;
INSERT INTO switch.hydro_historical_monthly_capacity_factors (hydro_simple_scenario_id, generation_plant_id, year, month, hydro_min_flow_mw, hydro_avg_flow_mw) SELECT 21 as hydro_simple_scenario_id, 157954 as generation_plant_id, 2004 as year, month, hydro_min_flow_mw, hydro_avg_flow_mw FROM switch.hydro_historical_monthly_capacity_factors WHERE generation_plant_id = 1157631027 AND hydro_simple_scenario_id = 1;
INSERT INTO switch.hydro_historical_monthly_capacity_factors (hydro_simple_scenario_id, generation_plant_id, year, month, hydro_min_flow_mw, hydro_avg_flow_mw) SELECT 21 as hydro_simple_scenario_id, 157953 as generation_plant_id, 2004 as year, month, hydro_min_flow_mw, hydro_avg_flow_mw FROM switch.hydro_historical_monthly_capacity_factors WHERE generation_plant_id = 1157631026 AND hydro_simple_scenario_id = 1;
INSERT INTO switch.hydro_historical_monthly_capacity_factors (hydro_simple_scenario_id, generation_plant_id, year, month, hydro_min_flow_mw, hydro_avg_flow_mw) SELECT 21 as hydro_simple_scenario_id, 157871 as generation_plant_id, 2004 as year, month, hydro_min_flow_mw, hydro_avg_flow_mw FROM switch.hydro_historical_monthly_capacity_factors WHERE generation_plant_id = 5000855 AND hydro_simple_scenario_id = 1;
INSERT INTO switch.hydro_historical_monthly_capacity_factors (hydro_simple_scenario_id, generation_plant_id, year, month, hydro_min_flow_mw, hydro_avg_flow_mw) SELECT 21 as hydro_simple_scenario_id, 157872 as generation_plant_id, 2004 as year, month, hydro_min_flow_mw, hydro_avg_flow_mw FROM switch.hydro_historical_monthly_capacity_factors WHERE generation_plant_id = 5000856 AND hydro_simple_scenario_id = 1;
INSERT INTO switch.hydro_historical_monthly_capacity_factors (hydro_simple_scenario_id, generation_plant_id, year, month, hydro_min_flow_mw, hydro_avg_flow_mw) SELECT 21 as hydro_simple_scenario_id, 157873 as generation_plant_id, 2004 as year, month, hydro_min_flow_mw, hydro_avg_flow_mw FROM switch.hydro_historical_monthly_capacity_factors WHERE generation_plant_id = 5000857 AND hydro_simple_scenario_id = 1;
INSERT INTO switch.hydro_historical_monthly_capacity_factors (hydro_simple_scenario_id, generation_plant_id, year, month, hydro_min_flow_mw, hydro_avg_flow_mw) SELECT 21 as hydro_simple_scenario_id, 158045 as generation_plant_id, 2004 as year, month, hydro_min_flow_mw, hydro_avg_flow_mw FROM switch.hydro_historical_monthly_capacity_factors WHERE generation_plant_id = 1157631118 AND hydro_simple_scenario_id = 1;
INSERT INTO switch.hydro_historical_monthly_capacity_factors (hydro_simple_scenario_id, generation_plant_id, year, month, hydro_min_flow_mw, hydro_avg_flow_mw) SELECT 21 as hydro_simple_scenario_id, 157992 as generation_plant_id, 2004 as year, month, hydro_min_flow_mw, hydro_avg_flow_mw FROM switch.hydro_historical_monthly_capacity_factors WHERE generation_plant_id = 1157631065 AND hydro_simple_scenario_id = 1;
INSERT INTO switch.hydro_historical_monthly_capacity_factors (hydro_simple_scenario_id, generation_plant_id, year, month, hydro_min_flow_mw, hydro_avg_flow_mw) SELECT 21 as hydro_simple_scenario_id, 158025 as generation_plant_id, 2004 as year, month, hydro_min_flow_mw, hydro_avg_flow_mw FROM switch.hydro_historical_monthly_capacity_factors WHERE generation_plant_id = 1157631098 AND hydro_simple_scenario_id = 1;
INSERT INTO switch.hydro_historical_monthly_capacity_factors (hydro_simple_scenario_id, generation_plant_id, year, month, hydro_min_flow_mw, hydro_avg_flow_mw) SELECT 21 as hydro_simple_scenario_id, 157994 as generation_plant_id, 2004 as year, month, hydro_min_flow_mw, hydro_avg_flow_mw FROM switch.hydro_historical_monthly_capacity_factors WHERE generation_plant_id = 1157631067 AND hydro_simple_scenario_id = 1;
INSERT INTO switch.hydro_historical_monthly_capacity_factors (hydro_simple_scenario_id, generation_plant_id, year, month, hydro_min_flow_mw, hydro_avg_flow_mw) SELECT 21 as hydro_simple_scenario_id, 157986 as generation_plant_id, 2004 as year, month, hydro_min_flow_mw, hydro_avg_flow_mw FROM switch.hydro_historical_monthly_capacity_factors WHERE generation_plant_id = 1157631059 AND hydro_simple_scenario_id = 1;
INSERT INTO switch.hydro_historical_monthly_capacity_factors (hydro_simple_scenario_id, generation_plant_id, year, month, hydro_min_flow_mw, hydro_avg_flow_mw) SELECT 21 as hydro_simple_scenario_id, 157874 as generation_plant_id, 2004 as year, month, hydro_min_flow_mw, hydro_avg_flow_mw FROM switch.hydro_historical_monthly_capacity_factors WHERE generation_plant_id = 5000858 AND hydro_simple_scenario_id = 1;
INSERT INTO switch.hydro_historical_monthly_capacity_factors (hydro_simple_scenario_id, generation_plant_id, year, month, hydro_min_flow_mw, hydro_avg_flow_mw) SELECT 21 as hydro_simple_scenario_id, 157875 as generation_plant_id, 2004 as year, month, hydro_min_flow_mw, hydro_avg_flow_mw FROM switch.hydro_historical_monthly_capacity_factors WHERE generation_plant_id = 5000859 AND hydro_simple_scenario_id = 1;
INSERT INTO switch.hydro_historical_monthly_capacity_factors (hydro_simple_scenario_id, generation_plant_id, year, month, hydro_min_flow_mw, hydro_avg_flow_mw) SELECT 21 as hydro_simple_scenario_id, 157876 as generation_plant_id, 2004 as year, month, hydro_min_flow_mw, hydro_avg_flow_mw FROM switch.hydro_historical_monthly_capacity_factors WHERE generation_plant_id = 5000860 AND hydro_simple_scenario_id = 1;
INSERT INTO switch.hydro_historical_monthly_capacity_factors (hydro_simple_scenario_id, generation_plant_id, year, month, hydro_min_flow_mw, hydro_avg_flow_mw) SELECT 21 as hydro_simple_scenario_id, 158021 as generation_plant_id, 2004 as year, month, hydro_min_flow_mw, hydro_avg_flow_mw FROM switch.hydro_historical_monthly_capacity_factors WHERE generation_plant_id = 1157631094 AND hydro_simple_scenario_id = 1;
INSERT INTO switch.hydro_historical_monthly_capacity_factors (hydro_simple_scenario_id, generation_plant_id, year, month, hydro_min_flow_mw, hydro_avg_flow_mw) SELECT 21 as hydro_simple_scenario_id, 158026 as generation_plant_id, 2004 as year, month, hydro_min_flow_mw, hydro_avg_flow_mw FROM switch.hydro_historical_monthly_capacity_factors WHERE generation_plant_id = 1157631099 AND hydro_simple_scenario_id = 1;
INSERT INTO switch.hydro_historical_monthly_capacity_factors (hydro_simple_scenario_id, generation_plant_id, year, month, hydro_min_flow_mw, hydro_avg_flow_mw) SELECT 21 as hydro_simple_scenario_id, 158022 as generation_plant_id, 2004 as year, month, hydro_min_flow_mw, hydro_avg_flow_mw FROM switch.hydro_historical_monthly_capacity_factors WHERE generation_plant_id = 1157631095 AND hydro_simple_scenario_id = 1;
INSERT INTO switch.hydro_historical_monthly_capacity_factors (hydro_simple_scenario_id, generation_plant_id, year, month, hydro_min_flow_mw, hydro_avg_flow_mw) SELECT 21 as hydro_simple_scenario_id, 157877 as generation_plant_id, 2004 as year, month, hydro_min_flow_mw, hydro_avg_flow_mw FROM switch.hydro_historical_monthly_capacity_factors WHERE generation_plant_id = 5000861 AND hydro_simple_scenario_id = 1;
INSERT INTO switch.hydro_historical_monthly_capacity_factors (hydro_simple_scenario_id, generation_plant_id, year, month, hydro_min_flow_mw, hydro_avg_flow_mw) SELECT 21 as hydro_simple_scenario_id, 157948 as generation_plant_id, 2004 as year, month, hydro_min_flow_mw, hydro_avg_flow_mw FROM switch.hydro_historical_monthly_capacity_factors WHERE generation_plant_id = 1157631021 AND hydro_simple_scenario_id = 1;
INSERT INTO switch.hydro_historical_monthly_capacity_factors (hydro_simple_scenario_id, generation_plant_id, year, month, hydro_min_flow_mw, hydro_avg_flow_mw) SELECT 21 as hydro_simple_scenario_id, 157969 as generation_plant_id, 2004 as year, month, hydro_min_flow_mw, hydro_avg_flow_mw FROM switch.hydro_historical_monthly_capacity_factors WHERE generation_plant_id = 1157631042 AND hydro_simple_scenario_id = 1;
INSERT INTO switch.hydro_historical_monthly_capacity_factors (hydro_simple_scenario_id, generation_plant_id, year, month, hydro_min_flow_mw, hydro_avg_flow_mw) SELECT 21 as hydro_simple_scenario_id, 157973 as generation_plant_id, 2004 as year, month, hydro_min_flow_mw, hydro_avg_flow_mw FROM switch.hydro_historical_monthly_capacity_factors WHERE generation_plant_id = 1157631046 AND hydro_simple_scenario_id = 1;
INSERT INTO switch.hydro_historical_monthly_capacity_factors (hydro_simple_scenario_id, generation_plant_id, year, month, hydro_min_flow_mw, hydro_avg_flow_mw) SELECT 21 as hydro_simple_scenario_id, 157979 as generation_plant_id, 2004 as year, month, hydro_min_flow_mw, hydro_avg_flow_mw FROM switch.hydro_historical_monthly_capacity_factors WHERE generation_plant_id = 1157631052 AND hydro_simple_scenario_id = 1;
INSERT INTO switch.hydro_historical_monthly_capacity_factors (hydro_simple_scenario_id, generation_plant_id, year, month, hydro_min_flow_mw, hydro_avg_flow_mw) SELECT 21 as hydro_simple_scenario_id, 157833 as generation_plant_id, 2004 as year, month, hydro_min_flow_mw, hydro_avg_flow_mw FROM switch.hydro_historical_monthly_capacity_factors WHERE generation_plant_id = 5000817 AND hydro_simple_scenario_id = 1;
INSERT INTO switch.hydro_historical_monthly_capacity_factors (hydro_simple_scenario_id, generation_plant_id, year, month, hydro_min_flow_mw, hydro_avg_flow_mw) SELECT 21 as hydro_simple_scenario_id, 157878 as generation_plant_id, 2004 as year, month, hydro_min_flow_mw, hydro_avg_flow_mw FROM switch.hydro_historical_monthly_capacity_factors WHERE generation_plant_id = 5000862 AND hydro_simple_scenario_id = 1;
INSERT INTO switch.hydro_historical_monthly_capacity_factors (hydro_simple_scenario_id, generation_plant_id, year, month, hydro_min_flow_mw, hydro_avg_flow_mw) SELECT 21 as hydro_simple_scenario_id, 157834 as generation_plant_id, 2004 as year, month, hydro_min_flow_mw, hydro_avg_flow_mw FROM switch.hydro_historical_monthly_capacity_factors WHERE generation_plant_id = 5000818 AND hydro_simple_scenario_id = 1;
INSERT INTO switch.hydro_historical_monthly_capacity_factors (hydro_simple_scenario_id, generation_plant_id, year, month, hydro_min_flow_mw, hydro_avg_flow_mw) SELECT 21 as hydro_simple_scenario_id, 158057 as generation_plant_id, 2004 as year, month, hydro_min_flow_mw, hydro_avg_flow_mw FROM switch.hydro_historical_monthly_capacity_factors WHERE generation_plant_id = 1157631130 AND hydro_simple_scenario_id = 1;
INSERT INTO switch.hydro_historical_monthly_capacity_factors (hydro_simple_scenario_id, generation_plant_id, year, month, hydro_min_flow_mw, hydro_avg_flow_mw) SELECT 21 as hydro_simple_scenario_id, 157879 as generation_plant_id, 2004 as year, month, hydro_min_flow_mw, hydro_avg_flow_mw FROM switch.hydro_historical_monthly_capacity_factors WHERE generation_plant_id = 5000863 AND hydro_simple_scenario_id = 1;
INSERT INTO switch.hydro_historical_monthly_capacity_factors (hydro_simple_scenario_id, generation_plant_id, year, month, hydro_min_flow_mw, hydro_avg_flow_mw) SELECT 21 as hydro_simple_scenario_id, 157835 as generation_plant_id, 2004 as year, month, hydro_min_flow_mw, hydro_avg_flow_mw FROM switch.hydro_historical_monthly_capacity_factors WHERE generation_plant_id = 5000819 AND hydro_simple_scenario_id = 1;
INSERT INTO switch.hydro_historical_monthly_capacity_factors (hydro_simple_scenario_id, generation_plant_id, year, month, hydro_min_flow_mw, hydro_avg_flow_mw) SELECT 21 as hydro_simple_scenario_id, 157836 as generation_plant_id, 2004 as year, month, hydro_min_flow_mw, hydro_avg_flow_mw FROM switch.hydro_historical_monthly_capacity_factors WHERE generation_plant_id = 5000820 AND hydro_simple_scenario_id = 1;
INSERT INTO switch.hydro_historical_monthly_capacity_factors (hydro_simple_scenario_id, generation_plant_id, year, month, hydro_min_flow_mw, hydro_avg_flow_mw) SELECT 21 as hydro_simple_scenario_id, 157956 as generation_plant_id, 2004 as year, month, hydro_min_flow_mw, hydro_avg_flow_mw FROM switch.hydro_historical_monthly_capacity_factors WHERE generation_plant_id = 1157631029 AND hydro_simple_scenario_id = 1;
INSERT INTO switch.hydro_historical_monthly_capacity_factors (hydro_simple_scenario_id, generation_plant_id, year, month, hydro_min_flow_mw, hydro_avg_flow_mw) SELECT 21 as hydro_simple_scenario_id, 157951 as generation_plant_id, 2004 as year, month, hydro_min_flow_mw, hydro_avg_flow_mw FROM switch.hydro_historical_monthly_capacity_factors WHERE generation_plant_id = 1157631024 AND hydro_simple_scenario_id = 1;
INSERT INTO switch.hydro_historical_monthly_capacity_factors (hydro_simple_scenario_id, generation_plant_id, year, month, hydro_min_flow_mw, hydro_avg_flow_mw) SELECT 21 as hydro_simple_scenario_id, 157880 as generation_plant_id, 2004 as year, month, hydro_min_flow_mw, hydro_avg_flow_mw FROM switch.hydro_historical_monthly_capacity_factors WHERE generation_plant_id = 5000864 AND hydro_simple_scenario_id = 1;
INSERT INTO switch.hydro_historical_monthly_capacity_factors (hydro_simple_scenario_id, generation_plant_id, year, month, hydro_min_flow_mw, hydro_avg_flow_mw) SELECT 21 as hydro_simple_scenario_id, 157881 as generation_plant_id, 2004 as year, month, hydro_min_flow_mw, hydro_avg_flow_mw FROM switch.hydro_historical_monthly_capacity_factors WHERE generation_plant_id = 5000865 AND hydro_simple_scenario_id = 1;
INSERT INTO switch.hydro_historical_monthly_capacity_factors (hydro_simple_scenario_id, generation_plant_id, year, month, hydro_min_flow_mw, hydro_avg_flow_mw) SELECT 21 as hydro_simple_scenario_id, 157837 as generation_plant_id, 2004 as year, month, hydro_min_flow_mw, hydro_avg_flow_mw FROM switch.hydro_historical_monthly_capacity_factors WHERE generation_plant_id = 5000821 AND hydro_simple_scenario_id = 1;
INSERT INTO switch.hydro_historical_monthly_capacity_factors (hydro_simple_scenario_id, generation_plant_id, year, month, hydro_min_flow_mw, hydro_avg_flow_mw) SELECT 21 as hydro_simple_scenario_id, 157882 as generation_plant_id, 2004 as year, month, hydro_min_flow_mw, hydro_avg_flow_mw FROM switch.hydro_historical_monthly_capacity_factors WHERE generation_plant_id = 5000866 AND hydro_simple_scenario_id = 1;
INSERT INTO switch.hydro_historical_monthly_capacity_factors (hydro_simple_scenario_id, generation_plant_id, year, month, hydro_min_flow_mw, hydro_avg_flow_mw) SELECT 21 as hydro_simple_scenario_id, 157968 as generation_plant_id, 2004 as year, month, hydro_min_flow_mw, hydro_avg_flow_mw FROM switch.hydro_historical_monthly_capacity_factors WHERE generation_plant_id = 1157631041 AND hydro_simple_scenario_id = 1;
INSERT INTO switch.hydro_historical_monthly_capacity_factors (hydro_simple_scenario_id, generation_plant_id, year, month, hydro_min_flow_mw, hydro_avg_flow_mw) SELECT 21 as hydro_simple_scenario_id, 157967 as generation_plant_id, 2004 as year, month, hydro_min_flow_mw, hydro_avg_flow_mw FROM switch.hydro_historical_monthly_capacity_factors WHERE generation_plant_id = 1157631040 AND hydro_simple_scenario_id = 1;
INSERT INTO switch.hydro_historical_monthly_capacity_factors (hydro_simple_scenario_id, generation_plant_id, year, month, hydro_min_flow_mw, hydro_avg_flow_mw) SELECT 21 as hydro_simple_scenario_id, 157883 as generation_plant_id, 2004 as year, month, hydro_min_flow_mw, hydro_avg_flow_mw FROM switch.hydro_historical_monthly_capacity_factors WHERE generation_plant_id = 5000867 AND hydro_simple_scenario_id = 1;
INSERT INTO switch.hydro_historical_monthly_capacity_factors (hydro_simple_scenario_id, generation_plant_id, year, month, hydro_min_flow_mw, hydro_avg_flow_mw) SELECT 21 as hydro_simple_scenario_id, 157887 as generation_plant_id, 2004 as year, month, hydro_min_flow_mw, hydro_avg_flow_mw FROM switch.hydro_historical_monthly_capacity_factors WHERE generation_plant_id = 5000871 AND hydro_simple_scenario_id = 1;
INSERT INTO switch.hydro_historical_monthly_capacity_factors (hydro_simple_scenario_id, generation_plant_id, year, month, hydro_min_flow_mw, hydro_avg_flow_mw) SELECT 21 as hydro_simple_scenario_id, 157885 as generation_plant_id, 2004 as year, month, hydro_min_flow_mw, hydro_avg_flow_mw FROM switch.hydro_historical_monthly_capacity_factors WHERE generation_plant_id = 5000869 AND hydro_simple_scenario_id = 1;
INSERT INTO switch.hydro_historical_monthly_capacity_factors (hydro_simple_scenario_id, generation_plant_id, year, month, hydro_min_flow_mw, hydro_avg_flow_mw) SELECT 21 as hydro_simple_scenario_id, 157884 as generation_plant_id, 2004 as year, month, hydro_min_flow_mw, hydro_avg_flow_mw FROM switch.hydro_historical_monthly_capacity_factors WHERE generation_plant_id = 5000868 AND hydro_simple_scenario_id = 1;
INSERT INTO switch.hydro_historical_monthly_capacity_factors (hydro_simple_scenario_id, generation_plant_id, year, month, hydro_min_flow_mw, hydro_avg_flow_mw) SELECT 21 as hydro_simple_scenario_id, 157886 as generation_plant_id, 2004 as year, month, hydro_min_flow_mw, hydro_avg_flow_mw FROM switch.hydro_historical_monthly_capacity_factors WHERE generation_plant_id = 5000870 AND hydro_simple_scenario_id = 1;
INSERT INTO switch.hydro_historical_monthly_capacity_factors (hydro_simple_scenario_id, generation_plant_id, year, month, hydro_min_flow_mw, hydro_avg_flow_mw) SELECT 21 as hydro_simple_scenario_id, 157946 as generation_plant_id, 2004 as year, month, hydro_min_flow_mw, hydro_avg_flow_mw FROM switch.hydro_historical_monthly_capacity_factors WHERE generation_plant_id = 1157631019 AND hydro_simple_scenario_id = 1;
INSERT INTO switch.hydro_historical_monthly_capacity_factors (hydro_simple_scenario_id, generation_plant_id, year, month, hydro_min_flow_mw, hydro_avg_flow_mw) SELECT 21 as hydro_simple_scenario_id, 157944 as generation_plant_id, 2004 as year, month, hydro_min_flow_mw, hydro_avg_flow_mw FROM switch.hydro_historical_monthly_capacity_factors WHERE generation_plant_id = 1157631017 AND hydro_simple_scenario_id = 1;
INSERT INTO switch.hydro_historical_monthly_capacity_factors (hydro_simple_scenario_id, generation_plant_id, year, month, hydro_min_flow_mw, hydro_avg_flow_mw) SELECT 21 as hydro_simple_scenario_id, 157888 as generation_plant_id, 2004 as year, month, hydro_min_flow_mw, hydro_avg_flow_mw FROM switch.hydro_historical_monthly_capacity_factors WHERE generation_plant_id = 5000872 AND hydro_simple_scenario_id = 1;
INSERT INTO switch.hydro_historical_monthly_capacity_factors (hydro_simple_scenario_id, generation_plant_id, year, month, hydro_min_flow_mw, hydro_avg_flow_mw) SELECT 21 as hydro_simple_scenario_id, 157889 as generation_plant_id, 2004 as year, month, hydro_min_flow_mw, hydro_avg_flow_mw FROM switch.hydro_historical_monthly_capacity_factors WHERE generation_plant_id = 5000873 AND hydro_simple_scenario_id = 1;
INSERT INTO switch.hydro_historical_monthly_capacity_factors (hydro_simple_scenario_id, generation_plant_id, year, month, hydro_min_flow_mw, hydro_avg_flow_mw) SELECT 21 as hydro_simple_scenario_id, 157991 as generation_plant_id, 2004 as year, month, hydro_min_flow_mw, hydro_avg_flow_mw FROM switch.hydro_historical_monthly_capacity_factors WHERE generation_plant_id = 1157631064 AND hydro_simple_scenario_id = 1;
INSERT INTO switch.hydro_historical_monthly_capacity_factors (hydro_simple_scenario_id, generation_plant_id, year, month, hydro_min_flow_mw, hydro_avg_flow_mw) SELECT 21 as hydro_simple_scenario_id, 158041 as generation_plant_id, 2004 as year, month, hydro_min_flow_mw, hydro_avg_flow_mw FROM switch.hydro_historical_monthly_capacity_factors WHERE generation_plant_id = 1157631114 AND hydro_simple_scenario_id = 1;
INSERT INTO switch.hydro_historical_monthly_capacity_factors (hydro_simple_scenario_id, generation_plant_id, year, month, hydro_min_flow_mw, hydro_avg_flow_mw) SELECT 21 as hydro_simple_scenario_id, 158042 as generation_plant_id, 2004 as year, month, hydro_min_flow_mw, hydro_avg_flow_mw FROM switch.hydro_historical_monthly_capacity_factors WHERE generation_plant_id = 1157631115 AND hydro_simple_scenario_id = 1;
INSERT INTO switch.hydro_historical_monthly_capacity_factors (hydro_simple_scenario_id, generation_plant_id, year, month, hydro_min_flow_mw, hydro_avg_flow_mw) SELECT 21 as hydro_simple_scenario_id, 157890 as generation_plant_id, 2004 as year, month, hydro_min_flow_mw, hydro_avg_flow_mw FROM switch.hydro_historical_monthly_capacity_factors WHERE generation_plant_id = 5000874 AND hydro_simple_scenario_id = 1;
INSERT INTO switch.hydro_historical_monthly_capacity_factors (hydro_simple_scenario_id, generation_plant_id, year, month, hydro_min_flow_mw, hydro_avg_flow_mw) SELECT 21 as hydro_simple_scenario_id, 157891 as generation_plant_id, 2004 as year, month, hydro_min_flow_mw, hydro_avg_flow_mw FROM switch.hydro_historical_monthly_capacity_factors WHERE generation_plant_id = 5000875 AND hydro_simple_scenario_id = 1;
INSERT INTO switch.hydro_historical_monthly_capacity_factors (hydro_simple_scenario_id, generation_plant_id, year, month, hydro_min_flow_mw, hydro_avg_flow_mw) SELECT 21 as hydro_simple_scenario_id, 157892 as generation_plant_id, 2004 as year, month, hydro_min_flow_mw, hydro_avg_flow_mw FROM switch.hydro_historical_monthly_capacity_factors WHERE generation_plant_id = 5000876 AND hydro_simple_scenario_id = 1;
INSERT INTO switch.hydro_historical_monthly_capacity_factors (hydro_simple_scenario_id, generation_plant_id, year, month, hydro_min_flow_mw, hydro_avg_flow_mw) SELECT 21 as hydro_simple_scenario_id, 157893 as generation_plant_id, 2004 as year, month, hydro_min_flow_mw, hydro_avg_flow_mw FROM switch.hydro_historical_monthly_capacity_factors WHERE generation_plant_id = 5000877 AND hydro_simple_scenario_id = 1;
INSERT INTO switch.hydro_historical_monthly_capacity_factors (hydro_simple_scenario_id, generation_plant_id, year, month, hydro_min_flow_mw, hydro_avg_flow_mw) SELECT 21 as hydro_simple_scenario_id, 158020 as generation_plant_id, 2004 as year, month, hydro_min_flow_mw, hydro_avg_flow_mw FROM switch.hydro_historical_monthly_capacity_factors WHERE generation_plant_id = 1157631093 AND hydro_simple_scenario_id = 1;
INSERT INTO switch.hydro_historical_monthly_capacity_factors (hydro_simple_scenario_id, generation_plant_id, year, month, hydro_min_flow_mw, hydro_avg_flow_mw) SELECT 21 as hydro_simple_scenario_id, 158024 as generation_plant_id, 2004 as year, month, hydro_min_flow_mw, hydro_avg_flow_mw FROM switch.hydro_historical_monthly_capacity_factors WHERE generation_plant_id = 1157631097 AND hydro_simple_scenario_id = 1;
INSERT INTO switch.hydro_historical_monthly_capacity_factors (hydro_simple_scenario_id, generation_plant_id, year, month, hydro_min_flow_mw, hydro_avg_flow_mw) SELECT 21 as hydro_simple_scenario_id, 158054 as generation_plant_id, 2004 as year, month, hydro_min_flow_mw, hydro_avg_flow_mw FROM switch.hydro_historical_monthly_capacity_factors WHERE generation_plant_id = 1157631127 AND hydro_simple_scenario_id = 1;
INSERT INTO switch.hydro_historical_monthly_capacity_factors (hydro_simple_scenario_id, generation_plant_id, year, month, hydro_min_flow_mw, hydro_avg_flow_mw) SELECT 21 as hydro_simple_scenario_id, 158058 as generation_plant_id, 2004 as year, month, hydro_min_flow_mw, hydro_avg_flow_mw FROM switch.hydro_historical_monthly_capacity_factors WHERE generation_plant_id = 1157631131 AND hydro_simple_scenario_id = 1;
INSERT INTO switch.hydro_historical_monthly_capacity_factors (hydro_simple_scenario_id, generation_plant_id, year, month, hydro_min_flow_mw, hydro_avg_flow_mw) SELECT 21 as hydro_simple_scenario_id, 157996 as generation_plant_id, 2004 as year, month, hydro_min_flow_mw, hydro_avg_flow_mw FROM switch.hydro_historical_monthly_capacity_factors WHERE generation_plant_id = 1157631069 AND hydro_simple_scenario_id = 1;
INSERT INTO switch.hydro_historical_monthly_capacity_factors (hydro_simple_scenario_id, generation_plant_id, year, month, hydro_min_flow_mw, hydro_avg_flow_mw) SELECT 21 as hydro_simple_scenario_id, 158001 as generation_plant_id, 2004 as year, month, hydro_min_flow_mw, hydro_avg_flow_mw FROM switch.hydro_historical_monthly_capacity_factors WHERE generation_plant_id = 1157631074 AND hydro_simple_scenario_id = 1;
INSERT INTO switch.hydro_historical_monthly_capacity_factors (hydro_simple_scenario_id, generation_plant_id, year, month, hydro_min_flow_mw, hydro_avg_flow_mw) SELECT 21 as hydro_simple_scenario_id, 157998 as generation_plant_id, 2004 as year, month, hydro_min_flow_mw, hydro_avg_flow_mw FROM switch.hydro_historical_monthly_capacity_factors WHERE generation_plant_id = 1157631071 AND hydro_simple_scenario_id = 1;
INSERT INTO switch.hydro_historical_monthly_capacity_factors (hydro_simple_scenario_id, generation_plant_id, year, month, hydro_min_flow_mw, hydro_avg_flow_mw) SELECT 21 as hydro_simple_scenario_id, 157999 as generation_plant_id, 2004 as year, month, hydro_min_flow_mw, hydro_avg_flow_mw FROM switch.hydro_historical_monthly_capacity_factors WHERE generation_plant_id = 1157631072 AND hydro_simple_scenario_id = 1;
INSERT INTO switch.hydro_historical_monthly_capacity_factors (hydro_simple_scenario_id, generation_plant_id, year, month, hydro_min_flow_mw, hydro_avg_flow_mw) SELECT 21 as hydro_simple_scenario_id, 157894 as generation_plant_id, 2004 as year, month, hydro_min_flow_mw, hydro_avg_flow_mw FROM switch.hydro_historical_monthly_capacity_factors WHERE generation_plant_id = 5000878 AND hydro_simple_scenario_id = 1;
INSERT INTO switch.hydro_historical_monthly_capacity_factors (hydro_simple_scenario_id, generation_plant_id, year, month, hydro_min_flow_mw, hydro_avg_flow_mw) SELECT 21 as hydro_simple_scenario_id, 157895 as generation_plant_id, 2004 as year, month, hydro_min_flow_mw, hydro_avg_flow_mw FROM switch.hydro_historical_monthly_capacity_factors WHERE generation_plant_id = 5000879 AND hydro_simple_scenario_id = 1;
INSERT INTO switch.hydro_historical_monthly_capacity_factors (hydro_simple_scenario_id, generation_plant_id, year, month, hydro_min_flow_mw, hydro_avg_flow_mw) SELECT 21 as hydro_simple_scenario_id, 158000 as generation_plant_id, 2004 as year, month, hydro_min_flow_mw, hydro_avg_flow_mw FROM switch.hydro_historical_monthly_capacity_factors WHERE generation_plant_id = 1157631073 AND hydro_simple_scenario_id = 1;
INSERT INTO switch.hydro_historical_monthly_capacity_factors (hydro_simple_scenario_id, generation_plant_id, year, month, hydro_min_flow_mw, hydro_avg_flow_mw) SELECT 21 as hydro_simple_scenario_id, 157896 as generation_plant_id, 2004 as year, month, hydro_min_flow_mw, hydro_avg_flow_mw FROM switch.hydro_historical_monthly_capacity_factors WHERE generation_plant_id = 5000880 AND hydro_simple_scenario_id = 1;
INSERT INTO switch.hydro_historical_monthly_capacity_factors (hydro_simple_scenario_id, generation_plant_id, year, month, hydro_min_flow_mw, hydro_avg_flow_mw) SELECT 21 as hydro_simple_scenario_id, 157897 as generation_plant_id, 2004 as year, month, hydro_min_flow_mw, hydro_avg_flow_mw FROM switch.hydro_historical_monthly_capacity_factors WHERE generation_plant_id = 5000881 AND hydro_simple_scenario_id = 1;
INSERT INTO switch.hydro_historical_monthly_capacity_factors (hydro_simple_scenario_id, generation_plant_id, year, month, hydro_min_flow_mw, hydro_avg_flow_mw) SELECT 21 as hydro_simple_scenario_id, 157983 as generation_plant_id, 2004 as year, month, hydro_min_flow_mw, hydro_avg_flow_mw FROM switch.hydro_historical_monthly_capacity_factors WHERE generation_plant_id = 1157631056 AND hydro_simple_scenario_id = 1;
INSERT INTO switch.hydro_historical_monthly_capacity_factors (hydro_simple_scenario_id, generation_plant_id, year, month, hydro_min_flow_mw, hydro_avg_flow_mw) SELECT 21 as hydro_simple_scenario_id, 157990 as generation_plant_id, 2004 as year, month, hydro_min_flow_mw, hydro_avg_flow_mw FROM switch.hydro_historical_monthly_capacity_factors WHERE generation_plant_id = 1157631063 AND hydro_simple_scenario_id = 1;
INSERT INTO switch.hydro_historical_monthly_capacity_factors (hydro_simple_scenario_id, generation_plant_id, year, month, hydro_min_flow_mw, hydro_avg_flow_mw) SELECT 21 as hydro_simple_scenario_id, 157898 as generation_plant_id, 2004 as year, month, hydro_min_flow_mw, hydro_avg_flow_mw FROM switch.hydro_historical_monthly_capacity_factors WHERE generation_plant_id = 5000882 AND hydro_simple_scenario_id = 1;
INSERT INTO switch.hydro_historical_monthly_capacity_factors (hydro_simple_scenario_id, generation_plant_id, year, month, hydro_min_flow_mw, hydro_avg_flow_mw) SELECT 21 as hydro_simple_scenario_id, 157899 as generation_plant_id, 2004 as year, month, hydro_min_flow_mw, hydro_avg_flow_mw FROM switch.hydro_historical_monthly_capacity_factors WHERE generation_plant_id = 5000883 AND hydro_simple_scenario_id = 1;
INSERT INTO switch.hydro_historical_monthly_capacity_factors (hydro_simple_scenario_id, generation_plant_id, year, month, hydro_min_flow_mw, hydro_avg_flow_mw) SELECT 21 as hydro_simple_scenario_id, 157900 as generation_plant_id, 2004 as year, month, hydro_min_flow_mw, hydro_avg_flow_mw FROM switch.hydro_historical_monthly_capacity_factors WHERE generation_plant_id = 5000884 AND hydro_simple_scenario_id = 1;
INSERT INTO switch.hydro_historical_monthly_capacity_factors (hydro_simple_scenario_id, generation_plant_id, year, month, hydro_min_flow_mw, hydro_avg_flow_mw) SELECT 21 as hydro_simple_scenario_id, 157943 as generation_plant_id, 2004 as year, month, hydro_min_flow_mw, hydro_avg_flow_mw FROM switch.hydro_historical_monthly_capacity_factors WHERE generation_plant_id = 1157631016 AND hydro_simple_scenario_id = 1;
INSERT INTO switch.hydro_historical_monthly_capacity_factors (hydro_simple_scenario_id, generation_plant_id, year, month, hydro_min_flow_mw, hydro_avg_flow_mw) SELECT 21 as hydro_simple_scenario_id, 157947 as generation_plant_id, 2004 as year, month, hydro_min_flow_mw, hydro_avg_flow_mw FROM switch.hydro_historical_monthly_capacity_factors WHERE generation_plant_id = 1157631020 AND hydro_simple_scenario_id = 1;
INSERT INTO switch.hydro_historical_monthly_capacity_factors (hydro_simple_scenario_id, generation_plant_id, year, month, hydro_min_flow_mw, hydro_avg_flow_mw) SELECT 21 as hydro_simple_scenario_id, 157988 as generation_plant_id, 2004 as year, month, hydro_min_flow_mw, hydro_avg_flow_mw FROM switch.hydro_historical_monthly_capacity_factors WHERE generation_plant_id = 1157631061 AND hydro_simple_scenario_id = 1;
INSERT INTO switch.hydro_historical_monthly_capacity_factors (hydro_simple_scenario_id, generation_plant_id, year, month, hydro_min_flow_mw, hydro_avg_flow_mw) SELECT 21 as hydro_simple_scenario_id, 157901 as generation_plant_id, 2004 as year, month, hydro_min_flow_mw, hydro_avg_flow_mw FROM switch.hydro_historical_monthly_capacity_factors WHERE generation_plant_id = 5000885 AND hydro_simple_scenario_id = 1;
INSERT INTO switch.hydro_historical_monthly_capacity_factors (hydro_simple_scenario_id, generation_plant_id, year, month, hydro_min_flow_mw, hydro_avg_flow_mw) SELECT 21 as hydro_simple_scenario_id, 157838 as generation_plant_id, 2004 as year, month, hydro_min_flow_mw, hydro_avg_flow_mw FROM switch.hydro_historical_monthly_capacity_factors WHERE generation_plant_id = 5000822 AND hydro_simple_scenario_id = 1;
INSERT INTO switch.hydro_historical_monthly_capacity_factors (hydro_simple_scenario_id, generation_plant_id, year, month, hydro_min_flow_mw, hydro_avg_flow_mw) SELECT 21 as hydro_simple_scenario_id, 157987 as generation_plant_id, 2004 as year, month, hydro_min_flow_mw, hydro_avg_flow_mw FROM switch.hydro_historical_monthly_capacity_factors WHERE generation_plant_id = 1157631060 AND hydro_simple_scenario_id = 1;
INSERT INTO switch.hydro_historical_monthly_capacity_factors (hydro_simple_scenario_id, generation_plant_id, year, month, hydro_min_flow_mw, hydro_avg_flow_mw) SELECT 21 as hydro_simple_scenario_id, 157985 as generation_plant_id, 2004 as year, month, hydro_min_flow_mw, hydro_avg_flow_mw FROM switch.hydro_historical_monthly_capacity_factors WHERE generation_plant_id = 1157631058 AND hydro_simple_scenario_id = 1;
INSERT INTO switch.hydro_historical_monthly_capacity_factors (hydro_simple_scenario_id, generation_plant_id, year, month, hydro_min_flow_mw, hydro_avg_flow_mw) SELECT 21 as hydro_simple_scenario_id, 158052 as generation_plant_id, 2004 as year, month, hydro_min_flow_mw, hydro_avg_flow_mw FROM switch.hydro_historical_monthly_capacity_factors WHERE generation_plant_id = 1157631125 AND hydro_simple_scenario_id = 1;
INSERT INTO switch.hydro_historical_monthly_capacity_factors (hydro_simple_scenario_id, generation_plant_id, year, month, hydro_min_flow_mw, hydro_avg_flow_mw) SELECT 21 as hydro_simple_scenario_id, 158053 as generation_plant_id, 2004 as year, month, hydro_min_flow_mw, hydro_avg_flow_mw FROM switch.hydro_historical_monthly_capacity_factors WHERE generation_plant_id = 1157631126 AND hydro_simple_scenario_id = 1;
INSERT INTO switch.hydro_historical_monthly_capacity_factors (hydro_simple_scenario_id, generation_plant_id, year, month, hydro_min_flow_mw, hydro_avg_flow_mw) SELECT 21 as hydro_simple_scenario_id, 158005 as generation_plant_id, 2004 as year, month, hydro_min_flow_mw, hydro_avg_flow_mw FROM switch.hydro_historical_monthly_capacity_factors WHERE generation_plant_id = 1157631078 AND hydro_simple_scenario_id = 1;
INSERT INTO switch.hydro_historical_monthly_capacity_factors (hydro_simple_scenario_id, generation_plant_id, year, month, hydro_min_flow_mw, hydro_avg_flow_mw) SELECT 21 as hydro_simple_scenario_id, 158003 as generation_plant_id, 2004 as year, month, hydro_min_flow_mw, hydro_avg_flow_mw FROM switch.hydro_historical_monthly_capacity_factors WHERE generation_plant_id = 1157631076 AND hydro_simple_scenario_id = 1;
INSERT INTO switch.hydro_historical_monthly_capacity_factors (hydro_simple_scenario_id, generation_plant_id, year, month, hydro_min_flow_mw, hydro_avg_flow_mw) SELECT 21 as hydro_simple_scenario_id, 157984 as generation_plant_id, 2004 as year, month, hydro_min_flow_mw, hydro_avg_flow_mw FROM switch.hydro_historical_monthly_capacity_factors WHERE generation_plant_id = 1157631057 AND hydro_simple_scenario_id = 1;
INSERT INTO switch.hydro_historical_monthly_capacity_factors (hydro_simple_scenario_id, generation_plant_id, year, month, hydro_min_flow_mw, hydro_avg_flow_mw) SELECT 21 as hydro_simple_scenario_id, 157902 as generation_plant_id, 2004 as year, month, hydro_min_flow_mw, hydro_avg_flow_mw FROM switch.hydro_historical_monthly_capacity_factors WHERE generation_plant_id = 5000886 AND hydro_simple_scenario_id = 1;
INSERT INTO switch.hydro_historical_monthly_capacity_factors (hydro_simple_scenario_id, generation_plant_id, year, month, hydro_min_flow_mw, hydro_avg_flow_mw) SELECT 21 as hydro_simple_scenario_id, 157903 as generation_plant_id, 2004 as year, month, hydro_min_flow_mw, hydro_avg_flow_mw FROM switch.hydro_historical_monthly_capacity_factors WHERE generation_plant_id = 5000887 AND hydro_simple_scenario_id = 1;
INSERT INTO switch.hydro_historical_monthly_capacity_factors (hydro_simple_scenario_id, generation_plant_id, year, month, hydro_min_flow_mw, hydro_avg_flow_mw) SELECT 21 as hydro_simple_scenario_id, 157955 as generation_plant_id, 2004 as year, month, hydro_min_flow_mw, hydro_avg_flow_mw FROM switch.hydro_historical_monthly_capacity_factors WHERE generation_plant_id = 1157631028 AND hydro_simple_scenario_id = 1;
INSERT INTO switch.hydro_historical_monthly_capacity_factors (hydro_simple_scenario_id, generation_plant_id, year, month, hydro_min_flow_mw, hydro_avg_flow_mw) SELECT 21 as hydro_simple_scenario_id, 157839 as generation_plant_id, 2004 as year, month, hydro_min_flow_mw, hydro_avg_flow_mw FROM switch.hydro_historical_monthly_capacity_factors WHERE generation_plant_id = 5000823 AND hydro_simple_scenario_id = 1;
INSERT INTO switch.hydro_historical_monthly_capacity_factors (hydro_simple_scenario_id, generation_plant_id, year, month, hydro_min_flow_mw, hydro_avg_flow_mw) SELECT 21 as hydro_simple_scenario_id, 157904 as generation_plant_id, 2004 as year, month, hydro_min_flow_mw, hydro_avg_flow_mw FROM switch.hydro_historical_monthly_capacity_factors WHERE generation_plant_id = 5000888 AND hydro_simple_scenario_id = 1;
INSERT INTO switch.hydro_historical_monthly_capacity_factors (hydro_simple_scenario_id, generation_plant_id, year, month, hydro_min_flow_mw, hydro_avg_flow_mw) SELECT 21 as hydro_simple_scenario_id, 158023 as generation_plant_id, 2004 as year, month, hydro_min_flow_mw, hydro_avg_flow_mw FROM switch.hydro_historical_monthly_capacity_factors WHERE generation_plant_id = 1157631096 AND hydro_simple_scenario_id = 1;
INSERT INTO switch.hydro_historical_monthly_capacity_factors (hydro_simple_scenario_id, generation_plant_id, year, month, hydro_min_flow_mw, hydro_avg_flow_mw) SELECT 21 as hydro_simple_scenario_id, 157989 as generation_plant_id, 2004 as year, month, hydro_min_flow_mw, hydro_avg_flow_mw FROM switch.hydro_historical_monthly_capacity_factors WHERE generation_plant_id = 1157631062 AND hydro_simple_scenario_id = 1;
INSERT INTO switch.hydro_historical_monthly_capacity_factors (hydro_simple_scenario_id, generation_plant_id, year, month, hydro_min_flow_mw, hydro_avg_flow_mw) SELECT 21 as hydro_simple_scenario_id, 157905 as generation_plant_id, 2004 as year, month, hydro_min_flow_mw, hydro_avg_flow_mw FROM switch.hydro_historical_monthly_capacity_factors WHERE generation_plant_id = 5000889 AND hydro_simple_scenario_id = 1;
INSERT INTO switch.hydro_historical_monthly_capacity_factors (hydro_simple_scenario_id, generation_plant_id, year, month, hydro_min_flow_mw, hydro_avg_flow_mw) SELECT 21 as hydro_simple_scenario_id, 157906 as generation_plant_id, 2004 as year, month, hydro_min_flow_mw, hydro_avg_flow_mw FROM switch.hydro_historical_monthly_capacity_factors WHERE generation_plant_id = 5000890 AND hydro_simple_scenario_id = 1;
INSERT INTO switch.hydro_historical_monthly_capacity_factors (hydro_simple_scenario_id, generation_plant_id, year, month, hydro_min_flow_mw, hydro_avg_flow_mw) SELECT 21 as hydro_simple_scenario_id, 157907 as generation_plant_id, 2004 as year, month, hydro_min_flow_mw, hydro_avg_flow_mw FROM switch.hydro_historical_monthly_capacity_factors WHERE generation_plant_id = 5000891 AND hydro_simple_scenario_id = 1;
INSERT INTO switch.hydro_historical_monthly_capacity_factors (hydro_simple_scenario_id, generation_plant_id, year, month, hydro_min_flow_mw, hydro_avg_flow_mw) SELECT 21 as hydro_simple_scenario_id, 157908 as generation_plant_id, 2004 as year, month, hydro_min_flow_mw, hydro_avg_flow_mw FROM switch.hydro_historical_monthly_capacity_factors WHERE generation_plant_id = 5000892 AND hydro_simple_scenario_id = 1;
INSERT INTO switch.hydro_historical_monthly_capacity_factors (hydro_simple_scenario_id, generation_plant_id, year, month, hydro_min_flow_mw, hydro_avg_flow_mw) SELECT 21 as hydro_simple_scenario_id, 158011 as generation_plant_id, 2004 as year, month, hydro_min_flow_mw, hydro_avg_flow_mw FROM switch.hydro_historical_monthly_capacity_factors WHERE generation_plant_id = 1157631084 AND hydro_simple_scenario_id = 1;
INSERT INTO switch.hydro_historical_monthly_capacity_factors (hydro_simple_scenario_id, generation_plant_id, year, month, hydro_min_flow_mw, hydro_avg_flow_mw) SELECT 21 as hydro_simple_scenario_id, 158013 as generation_plant_id, 2004 as year, month, hydro_min_flow_mw, hydro_avg_flow_mw FROM switch.hydro_historical_monthly_capacity_factors WHERE generation_plant_id = 1157631086 AND hydro_simple_scenario_id = 1;
INSERT INTO switch.hydro_historical_monthly_capacity_factors (hydro_simple_scenario_id, generation_plant_id, year, month, hydro_min_flow_mw, hydro_avg_flow_mw) SELECT 21 as hydro_simple_scenario_id, 157840 as generation_plant_id, 2004 as year, month, hydro_min_flow_mw, hydro_avg_flow_mw FROM switch.hydro_historical_monthly_capacity_factors WHERE generation_plant_id = 5000824 AND hydro_simple_scenario_id = 1;
INSERT INTO switch.hydro_historical_monthly_capacity_factors (hydro_simple_scenario_id, generation_plant_id, year, month, hydro_min_flow_mw, hydro_avg_flow_mw) SELECT 21 as hydro_simple_scenario_id, 158012 as generation_plant_id, 2004 as year, month, hydro_min_flow_mw, hydro_avg_flow_mw FROM switch.hydro_historical_monthly_capacity_factors WHERE generation_plant_id = 1157631085 AND hydro_simple_scenario_id = 1;
INSERT INTO switch.hydro_historical_monthly_capacity_factors (hydro_simple_scenario_id, generation_plant_id, year, month, hydro_min_flow_mw, hydro_avg_flow_mw) SELECT 21 as hydro_simple_scenario_id, 157909 as generation_plant_id, 2004 as year, month, hydro_min_flow_mw, hydro_avg_flow_mw FROM switch.hydro_historical_monthly_capacity_factors WHERE generation_plant_id = 5000893 AND hydro_simple_scenario_id = 1;
INSERT INTO switch.hydro_historical_monthly_capacity_factors (hydro_simple_scenario_id, generation_plant_id, year, month, hydro_min_flow_mw, hydro_avg_flow_mw) SELECT 21 as hydro_simple_scenario_id, 158002 as generation_plant_id, 2004 as year, month, hydro_min_flow_mw, hydro_avg_flow_mw FROM switch.hydro_historical_monthly_capacity_factors WHERE generation_plant_id = 1157631075 AND hydro_simple_scenario_id = 1;
INSERT INTO switch.hydro_historical_monthly_capacity_factors (hydro_simple_scenario_id, generation_plant_id, year, month, hydro_min_flow_mw, hydro_avg_flow_mw) SELECT 21 as hydro_simple_scenario_id, 157841 as generation_plant_id, 2004 as year, month, hydro_min_flow_mw, hydro_avg_flow_mw FROM switch.hydro_historical_monthly_capacity_factors WHERE generation_plant_id = 5000825 AND hydro_simple_scenario_id = 1;
INSERT INTO switch.hydro_historical_monthly_capacity_factors (hydro_simple_scenario_id, generation_plant_id, year, month, hydro_min_flow_mw, hydro_avg_flow_mw) SELECT 21 as hydro_simple_scenario_id, 157997 as generation_plant_id, 2004 as year, month, hydro_min_flow_mw, hydro_avg_flow_mw FROM switch.hydro_historical_monthly_capacity_factors WHERE generation_plant_id = 1157631070 AND hydro_simple_scenario_id = 1;
INSERT INTO switch.hydro_historical_monthly_capacity_factors (hydro_simple_scenario_id, generation_plant_id, year, month, hydro_min_flow_mw, hydro_avg_flow_mw) SELECT 21 as hydro_simple_scenario_id, 158004 as generation_plant_id, 2004 as year, month, hydro_min_flow_mw, hydro_avg_flow_mw FROM switch.hydro_historical_monthly_capacity_factors WHERE generation_plant_id = 1157631077 AND hydro_simple_scenario_id = 1;
INSERT INTO switch.hydro_historical_monthly_capacity_factors (hydro_simple_scenario_id, generation_plant_id, year, month, hydro_min_flow_mw, hydro_avg_flow_mw) SELECT 21 as hydro_simple_scenario_id, 157910 as generation_plant_id, 2004 as year, month, hydro_min_flow_mw, hydro_avg_flow_mw FROM switch.hydro_historical_monthly_capacity_factors WHERE generation_plant_id = 5000894 AND hydro_simple_scenario_id = 1;
INSERT INTO switch.hydro_historical_monthly_capacity_factors (hydro_simple_scenario_id, generation_plant_id, year, month, hydro_min_flow_mw, hydro_avg_flow_mw) SELECT 21 as hydro_simple_scenario_id, 157911 as generation_plant_id, 2004 as year, month, hydro_min_flow_mw, hydro_avg_flow_mw FROM switch.hydro_historical_monthly_capacity_factors WHERE generation_plant_id = 5000895 AND hydro_simple_scenario_id = 1;
INSERT INTO switch.hydro_historical_monthly_capacity_factors (hydro_simple_scenario_id, generation_plant_id, year, month, hydro_min_flow_mw, hydro_avg_flow_mw) SELECT 21 as hydro_simple_scenario_id, 157922 as generation_plant_id, 2004 as year, month, hydro_min_flow_mw, hydro_avg_flow_mw FROM switch.hydro_historical_monthly_capacity_factors WHERE generation_plant_id = 5000906 AND hydro_simple_scenario_id = 1;
INSERT INTO switch.hydro_historical_monthly_capacity_factors (hydro_simple_scenario_id, generation_plant_id, year, month, hydro_min_flow_mw, hydro_avg_flow_mw) SELECT 21 as hydro_simple_scenario_id, 157982 as generation_plant_id, 2004 as year, month, hydro_min_flow_mw, hydro_avg_flow_mw FROM switch.hydro_historical_monthly_capacity_factors WHERE generation_plant_id = 1157631055 AND hydro_simple_scenario_id = 1;
INSERT INTO switch.hydro_historical_monthly_capacity_factors (hydro_simple_scenario_id, generation_plant_id, year, month, hydro_min_flow_mw, hydro_avg_flow_mw) SELECT 21 as hydro_simple_scenario_id, 157981 as generation_plant_id, 2004 as year, month, hydro_min_flow_mw, hydro_avg_flow_mw FROM switch.hydro_historical_monthly_capacity_factors WHERE generation_plant_id = 1157631054 AND hydro_simple_scenario_id = 1;
INSERT INTO switch.hydro_historical_monthly_capacity_factors (hydro_simple_scenario_id, generation_plant_id, year, month, hydro_min_flow_mw, hydro_avg_flow_mw) SELECT 21 as hydro_simple_scenario_id, 157980 as generation_plant_id, 2004 as year, month, hydro_min_flow_mw, hydro_avg_flow_mw FROM switch.hydro_historical_monthly_capacity_factors WHERE generation_plant_id = 1157631053 AND hydro_simple_scenario_id = 1;
INSERT INTO switch.hydro_historical_monthly_capacity_factors (hydro_simple_scenario_id, generation_plant_id, year, month, hydro_min_flow_mw, hydro_avg_flow_mw) SELECT 21 as hydro_simple_scenario_id, 157942 as generation_plant_id, 2004 as year, month, hydro_min_flow_mw, hydro_avg_flow_mw FROM switch.hydro_historical_monthly_capacity_factors WHERE generation_plant_id = 1157631015 AND hydro_simple_scenario_id = 1;
INSERT INTO switch.hydro_historical_monthly_capacity_factors (hydro_simple_scenario_id, generation_plant_id, year, month, hydro_min_flow_mw, hydro_avg_flow_mw) SELECT 21 as hydro_simple_scenario_id, 157912 as generation_plant_id, 2004 as year, month, hydro_min_flow_mw, hydro_avg_flow_mw FROM switch.hydro_historical_monthly_capacity_factors WHERE generation_plant_id = 5000896 AND hydro_simple_scenario_id = 1;
INSERT INTO switch.hydro_historical_monthly_capacity_factors (hydro_simple_scenario_id, generation_plant_id, year, month, hydro_min_flow_mw, hydro_avg_flow_mw) SELECT 21 as hydro_simple_scenario_id, 157913 as generation_plant_id, 2004 as year, month, hydro_min_flow_mw, hydro_avg_flow_mw FROM switch.hydro_historical_monthly_capacity_factors WHERE generation_plant_id = 5000897 AND hydro_simple_scenario_id = 1;
INSERT INTO switch.hydro_historical_monthly_capacity_factors (hydro_simple_scenario_id, generation_plant_id, year, month, hydro_min_flow_mw, hydro_avg_flow_mw) SELECT 21 as hydro_simple_scenario_id, 157914 as generation_plant_id, 2004 as year, month, hydro_min_flow_mw, hydro_avg_flow_mw FROM switch.hydro_historical_monthly_capacity_factors WHERE generation_plant_id = 5000898 AND hydro_simple_scenario_id = 1;
INSERT INTO switch.hydro_historical_monthly_capacity_factors (hydro_simple_scenario_id, generation_plant_id, year, month, hydro_min_flow_mw, hydro_avg_flow_mw) SELECT 21 as hydro_simple_scenario_id, 157915 as generation_plant_id, 2004 as year, month, hydro_min_flow_mw, hydro_avg_flow_mw FROM switch.hydro_historical_monthly_capacity_factors WHERE generation_plant_id = 5000899 AND hydro_simple_scenario_id = 1;
INSERT INTO switch.hydro_historical_monthly_capacity_factors (hydro_simple_scenario_id, generation_plant_id, year, month, hydro_min_flow_mw, hydro_avg_flow_mw) SELECT 21 as hydro_simple_scenario_id, 157916 as generation_plant_id, 2004 as year, month, hydro_min_flow_mw, hydro_avg_flow_mw FROM switch.hydro_historical_monthly_capacity_factors WHERE generation_plant_id = 5000900 AND hydro_simple_scenario_id = 1;
INSERT INTO switch.hydro_historical_monthly_capacity_factors (hydro_simple_scenario_id, generation_plant_id, year, month, hydro_min_flow_mw, hydro_avg_flow_mw) SELECT 21 as hydro_simple_scenario_id, 157974 as generation_plant_id, 2004 as year, month, hydro_min_flow_mw, hydro_avg_flow_mw FROM switch.hydro_historical_monthly_capacity_factors WHERE generation_plant_id = 1157631047 AND hydro_simple_scenario_id = 1;
INSERT INTO switch.hydro_historical_monthly_capacity_factors (hydro_simple_scenario_id, generation_plant_id, year, month, hydro_min_flow_mw, hydro_avg_flow_mw) SELECT 21 as hydro_simple_scenario_id, 157976 as generation_plant_id, 2004 as year, month, hydro_min_flow_mw, hydro_avg_flow_mw FROM switch.hydro_historical_monthly_capacity_factors WHERE generation_plant_id = 1157631049 AND hydro_simple_scenario_id = 1;
INSERT INTO switch.hydro_historical_monthly_capacity_factors (hydro_simple_scenario_id, generation_plant_id, year, month, hydro_min_flow_mw, hydro_avg_flow_mw) SELECT 21 as hydro_simple_scenario_id, 157917 as generation_plant_id, 2004 as year, month, hydro_min_flow_mw, hydro_avg_flow_mw FROM switch.hydro_historical_monthly_capacity_factors WHERE generation_plant_id = 5000901 AND hydro_simple_scenario_id = 1;
INSERT INTO switch.hydro_historical_monthly_capacity_factors (hydro_simple_scenario_id, generation_plant_id, year, month, hydro_min_flow_mw, hydro_avg_flow_mw) SELECT 21 as hydro_simple_scenario_id, 157918 as generation_plant_id, 2004 as year, month, hydro_min_flow_mw, hydro_avg_flow_mw FROM switch.hydro_historical_monthly_capacity_factors WHERE generation_plant_id = 5000902 AND hydro_simple_scenario_id = 1;
INSERT INTO switch.hydro_historical_monthly_capacity_factors (hydro_simple_scenario_id, generation_plant_id, year, month, hydro_min_flow_mw, hydro_avg_flow_mw) SELECT 21 as hydro_simple_scenario_id, 157919 as generation_plant_id, 2004 as year, month, hydro_min_flow_mw, hydro_avg_flow_mw FROM switch.hydro_historical_monthly_capacity_factors WHERE generation_plant_id = 5000903 AND hydro_simple_scenario_id = 1;
INSERT INTO switch.hydro_historical_monthly_capacity_factors (hydro_simple_scenario_id, generation_plant_id, year, month, hydro_min_flow_mw, hydro_avg_flow_mw) SELECT 21 as hydro_simple_scenario_id, 157920 as generation_plant_id, 2004 as year, month, hydro_min_flow_mw, hydro_avg_flow_mw FROM switch.hydro_historical_monthly_capacity_factors WHERE generation_plant_id = 5000904 AND hydro_simple_scenario_id = 1;
INSERT INTO switch.hydro_historical_monthly_capacity_factors (hydro_simple_scenario_id, generation_plant_id, year, month, hydro_min_flow_mw, hydro_avg_flow_mw) SELECT 21 as hydro_simple_scenario_id, 157921 as generation_plant_id, 2004 as year, month, hydro_min_flow_mw, hydro_avg_flow_mw FROM switch.hydro_historical_monthly_capacity_factors WHERE generation_plant_id = 5000905 AND hydro_simple_scenario_id = 1;
INSERT INTO switch.hydro_historical_monthly_capacity_factors (hydro_simple_scenario_id, generation_plant_id, year, month, hydro_min_flow_mw, hydro_avg_flow_mw) SELECT 21 as hydro_simple_scenario_id, 157842 as generation_plant_id, 2004 as year, month, hydro_min_flow_mw, hydro_avg_flow_mw FROM switch.hydro_historical_monthly_capacity_factors WHERE generation_plant_id = 5000826 AND hydro_simple_scenario_id = 1;
INSERT INTO switch.hydro_historical_monthly_capacity_factors (hydro_simple_scenario_id, generation_plant_id, year, month, hydro_min_flow_mw, hydro_avg_flow_mw) SELECT 21 as hydro_simple_scenario_id, 157924 as generation_plant_id, 2004 as year, month, hydro_min_flow_mw, hydro_avg_flow_mw FROM switch.hydro_historical_monthly_capacity_factors WHERE generation_plant_id = 5000908 AND hydro_simple_scenario_id = 1;
INSERT INTO switch.hydro_historical_monthly_capacity_factors (hydro_simple_scenario_id, generation_plant_id, year, month, hydro_min_flow_mw, hydro_avg_flow_mw) SELECT 21 as hydro_simple_scenario_id, 157923 as generation_plant_id, 2004 as year, month, hydro_min_flow_mw, hydro_avg_flow_mw FROM switch.hydro_historical_monthly_capacity_factors WHERE generation_plant_id = 5000907 AND hydro_simple_scenario_id = 1;
INSERT INTO switch.hydro_historical_monthly_capacity_factors (hydro_simple_scenario_id, generation_plant_id, year, month, hydro_min_flow_mw, hydro_avg_flow_mw) SELECT 21 as hydro_simple_scenario_id, 157925 as generation_plant_id, 2004 as year, month, hydro_min_flow_mw, hydro_avg_flow_mw FROM switch.hydro_historical_monthly_capacity_factors WHERE generation_plant_id = 5000909 AND hydro_simple_scenario_id = 1;
INSERT INTO switch.hydro_historical_monthly_capacity_factors (hydro_simple_scenario_id, generation_plant_id, year, month, hydro_min_flow_mw, hydro_avg_flow_mw) SELECT 21 as hydro_simple_scenario_id, 157926 as generation_plant_id, 2004 as year, month, hydro_min_flow_mw, hydro_avg_flow_mw FROM switch.hydro_historical_monthly_capacity_factors WHERE generation_plant_id = 5000910 AND hydro_simple_scenario_id = 1;
INSERT INTO switch.hydro_historical_monthly_capacity_factors (hydro_simple_scenario_id, generation_plant_id, year, month, hydro_min_flow_mw, hydro_avg_flow_mw) SELECT 21 as hydro_simple_scenario_id, 158017 as generation_plant_id, 2004 as year, month, hydro_min_flow_mw, hydro_avg_flow_mw FROM switch.hydro_historical_monthly_capacity_factors WHERE generation_plant_id = 1157631090 AND hydro_simple_scenario_id = 1;
INSERT INTO switch.hydro_historical_monthly_capacity_factors (hydro_simple_scenario_id, generation_plant_id, year, month, hydro_min_flow_mw, hydro_avg_flow_mw) SELECT 21 as hydro_simple_scenario_id, 158016 as generation_plant_id, 2004 as year, month, hydro_min_flow_mw, hydro_avg_flow_mw FROM switch.hydro_historical_monthly_capacity_factors WHERE generation_plant_id = 1157631089 AND hydro_simple_scenario_id = 1;
INSERT INTO switch.hydro_historical_monthly_capacity_factors (hydro_simple_scenario_id, generation_plant_id, year, month, hydro_min_flow_mw, hydro_avg_flow_mw) SELECT 21 as hydro_simple_scenario_id, 158015 as generation_plant_id, 2004 as year, month, hydro_min_flow_mw, hydro_avg_flow_mw FROM switch.hydro_historical_monthly_capacity_factors WHERE generation_plant_id = 1157631088 AND hydro_simple_scenario_id = 1;
INSERT INTO switch.hydro_historical_monthly_capacity_factors (hydro_simple_scenario_id, generation_plant_id, year, month, hydro_min_flow_mw, hydro_avg_flow_mw) SELECT 21 as hydro_simple_scenario_id, 157975 as generation_plant_id, 2004 as year, month, hydro_min_flow_mw, hydro_avg_flow_mw FROM switch.hydro_historical_monthly_capacity_factors WHERE generation_plant_id = 1157631048 AND hydro_simple_scenario_id = 1;
INSERT INTO switch.hydro_historical_monthly_capacity_factors (hydro_simple_scenario_id, generation_plant_id, year, month, hydro_min_flow_mw, hydro_avg_flow_mw) SELECT 21 as hydro_simple_scenario_id, 157977 as generation_plant_id, 2004 as year, month, hydro_min_flow_mw, hydro_avg_flow_mw FROM switch.hydro_historical_monthly_capacity_factors WHERE generation_plant_id = 1157631050 AND hydro_simple_scenario_id = 1;
INSERT INTO switch.hydro_historical_monthly_capacity_factors (hydro_simple_scenario_id, generation_plant_id, year, month, hydro_min_flow_mw, hydro_avg_flow_mw) SELECT 21 as hydro_simple_scenario_id, 157963 as generation_plant_id, 2004 as year, month, hydro_min_flow_mw, hydro_avg_flow_mw FROM switch.hydro_historical_monthly_capacity_factors WHERE generation_plant_id = 1157631036 AND hydro_simple_scenario_id = 1;
INSERT INTO switch.hydro_historical_monthly_capacity_factors (hydro_simple_scenario_id, generation_plant_id, year, month, hydro_min_flow_mw, hydro_avg_flow_mw) SELECT 21 as hydro_simple_scenario_id, 157964 as generation_plant_id, 2004 as year, month, hydro_min_flow_mw, hydro_avg_flow_mw FROM switch.hydro_historical_monthly_capacity_factors WHERE generation_plant_id = 1157631037 AND hydro_simple_scenario_id = 1;
INSERT INTO switch.hydro_historical_monthly_capacity_factors (hydro_simple_scenario_id, generation_plant_id, year, month, hydro_min_flow_mw, hydro_avg_flow_mw) SELECT 21 as hydro_simple_scenario_id, 157965 as generation_plant_id, 2004 as year, month, hydro_min_flow_mw, hydro_avg_flow_mw FROM switch.hydro_historical_monthly_capacity_factors WHERE generation_plant_id = 1157631038 AND hydro_simple_scenario_id = 1;
INSERT INTO switch.hydro_historical_monthly_capacity_factors (hydro_simple_scenario_id, generation_plant_id, year, month, hydro_min_flow_mw, hydro_avg_flow_mw) SELECT 21 as hydro_simple_scenario_id, 157966 as generation_plant_id, 2004 as year, month, hydro_min_flow_mw, hydro_avg_flow_mw FROM switch.hydro_historical_monthly_capacity_factors WHERE generation_plant_id = 1157631039 AND hydro_simple_scenario_id = 1;
INSERT INTO switch.hydro_historical_monthly_capacity_factors (hydro_simple_scenario_id, generation_plant_id, year, month, hydro_min_flow_mw, hydro_avg_flow_mw) SELECT 21 as hydro_simple_scenario_id, 158043 as generation_plant_id, 2004 as year, month, hydro_min_flow_mw, hydro_avg_flow_mw FROM switch.hydro_historical_monthly_capacity_factors WHERE generation_plant_id = 1157631116 AND hydro_simple_scenario_id = 1;
INSERT INTO switch.hydro_historical_monthly_capacity_factors (hydro_simple_scenario_id, generation_plant_id, year, month, hydro_min_flow_mw, hydro_avg_flow_mw) SELECT 21 as hydro_simple_scenario_id, 158040 as generation_plant_id, 2004 as year, month, hydro_min_flow_mw, hydro_avg_flow_mw FROM switch.hydro_historical_monthly_capacity_factors WHERE generation_plant_id = 1157631113 AND hydro_simple_scenario_id = 1;
INSERT INTO switch.hydro_historical_monthly_capacity_factors (hydro_simple_scenario_id, generation_plant_id, year, month, hydro_min_flow_mw, hydro_avg_flow_mw) SELECT 21 as hydro_simple_scenario_id, 157843 as generation_plant_id, 2004 as year, month, hydro_min_flow_mw, hydro_avg_flow_mw FROM switch.hydro_historical_monthly_capacity_factors WHERE generation_plant_id = 5000827 AND hydro_simple_scenario_id = 1;
INSERT INTO switch.hydro_historical_monthly_capacity_factors (hydro_simple_scenario_id, generation_plant_id, year, month, hydro_min_flow_mw, hydro_avg_flow_mw) SELECT 21 as hydro_simple_scenario_id, 157927 as generation_plant_id, 2004 as year, month, hydro_min_flow_mw, hydro_avg_flow_mw FROM switch.hydro_historical_monthly_capacity_factors WHERE generation_plant_id = 5000911 AND hydro_simple_scenario_id = 1;
INSERT INTO switch.hydro_historical_monthly_capacity_factors (hydro_simple_scenario_id, generation_plant_id, year, month, hydro_min_flow_mw, hydro_avg_flow_mw) SELECT 21 as hydro_simple_scenario_id, 157928 as generation_plant_id, 2004 as year, month, hydro_min_flow_mw, hydro_avg_flow_mw FROM switch.hydro_historical_monthly_capacity_factors WHERE generation_plant_id = 5000912 AND hydro_simple_scenario_id = 1;
INSERT INTO switch.hydro_historical_monthly_capacity_factors (hydro_simple_scenario_id, generation_plant_id, year, month, hydro_min_flow_mw, hydro_avg_flow_mw) SELECT 21 as hydro_simple_scenario_id, 157844 as generation_plant_id, 2004 as year, month, hydro_min_flow_mw, hydro_avg_flow_mw FROM switch.hydro_historical_monthly_capacity_factors WHERE generation_plant_id = 5000828 AND hydro_simple_scenario_id = 1;
INSERT INTO switch.hydro_historical_monthly_capacity_factors (hydro_simple_scenario_id, generation_plant_id, year, month, hydro_min_flow_mw, hydro_avg_flow_mw) SELECT 21 as hydro_simple_scenario_id, 157929 as generation_plant_id, 2004 as year, month, hydro_min_flow_mw, hydro_avg_flow_mw FROM switch.hydro_historical_monthly_capacity_factors WHERE generation_plant_id = 5000913 AND hydro_simple_scenario_id = 1;
INSERT INTO switch.hydro_historical_monthly_capacity_factors (hydro_simple_scenario_id, generation_plant_id, year, month, hydro_min_flow_mw, hydro_avg_flow_mw) SELECT 21 as hydro_simple_scenario_id, 157930 as generation_plant_id, 2004 as year, month, hydro_min_flow_mw, hydro_avg_flow_mw FROM switch.hydro_historical_monthly_capacity_factors WHERE generation_plant_id = 5000914 AND hydro_simple_scenario_id = 1;
INSERT INTO switch.hydro_historical_monthly_capacity_factors (hydro_simple_scenario_id, generation_plant_id, year, month, hydro_min_flow_mw, hydro_avg_flow_mw) SELECT 21 as hydro_simple_scenario_id, 157931 as generation_plant_id, 2004 as year, month, hydro_min_flow_mw, hydro_avg_flow_mw FROM switch.hydro_historical_monthly_capacity_factors WHERE generation_plant_id = 5000915 AND hydro_simple_scenario_id = 1;
INSERT INTO switch.hydro_historical_monthly_capacity_factors (hydro_simple_scenario_id, generation_plant_id, year, month, hydro_min_flow_mw, hydro_avg_flow_mw) SELECT 21 as hydro_simple_scenario_id, 157932 as generation_plant_id, 2004 as year, month, hydro_min_flow_mw, hydro_avg_flow_mw FROM switch.hydro_historical_monthly_capacity_factors WHERE generation_plant_id = 5000916 AND hydro_simple_scenario_id = 1;
INSERT INTO switch.hydro_historical_monthly_capacity_factors (hydro_simple_scenario_id, generation_plant_id, year, month, hydro_min_flow_mw, hydro_avg_flow_mw) SELECT 21 as hydro_simple_scenario_id, 157933 as generation_plant_id, 2004 as year, month, hydro_min_flow_mw, hydro_avg_flow_mw FROM switch.hydro_historical_monthly_capacity_factors WHERE generation_plant_id = 5000917 AND hydro_simple_scenario_id = 1;
INSERT INTO switch.hydro_historical_monthly_capacity_factors (hydro_simple_scenario_id, generation_plant_id, year, month, hydro_min_flow_mw, hydro_avg_flow_mw) SELECT 21 as hydro_simple_scenario_id, 157934 as generation_plant_id, 2004 as year, month, hydro_min_flow_mw, hydro_avg_flow_mw FROM switch.hydro_historical_monthly_capacity_factors WHERE generation_plant_id = 5000918 AND hydro_simple_scenario_id = 1;
INSERT INTO switch.hydro_historical_monthly_capacity_factors (hydro_simple_scenario_id, generation_plant_id, year, month, hydro_min_flow_mw, hydro_avg_flow_mw) SELECT 21 as hydro_simple_scenario_id, 158010 as generation_plant_id, 2004 as year, month, hydro_min_flow_mw, hydro_avg_flow_mw FROM switch.hydro_historical_monthly_capacity_factors WHERE generation_plant_id = 1157631083 AND hydro_simple_scenario_id = 1;
INSERT INTO switch.hydro_historical_monthly_capacity_factors (hydro_simple_scenario_id, generation_plant_id, year, month, hydro_min_flow_mw, hydro_avg_flow_mw) SELECT 21 as hydro_simple_scenario_id, 157952 as generation_plant_id, 2004 as year, month, hydro_min_flow_mw, hydro_avg_flow_mw FROM switch.hydro_historical_monthly_capacity_factors WHERE generation_plant_id = 1157631025 AND hydro_simple_scenario_id = 1;
INSERT INTO switch.hydro_historical_monthly_capacity_factors (hydro_simple_scenario_id, generation_plant_id, year, month, hydro_min_flow_mw, hydro_avg_flow_mw) SELECT 21 as hydro_simple_scenario_id, 157949 as generation_plant_id, 2004 as year, month, hydro_min_flow_mw, hydro_avg_flow_mw FROM switch.hydro_historical_monthly_capacity_factors WHERE generation_plant_id = 1157631022 AND hydro_simple_scenario_id = 1;
INSERT INTO switch.hydro_historical_monthly_capacity_factors (hydro_simple_scenario_id, generation_plant_id, year, month, hydro_min_flow_mw, hydro_avg_flow_mw) SELECT 21 as hydro_simple_scenario_id, 157962 as generation_plant_id, 2004 as year, month, hydro_min_flow_mw, hydro_avg_flow_mw FROM switch.hydro_historical_monthly_capacity_factors WHERE generation_plant_id = 1157631035 AND hydro_simple_scenario_id = 1;
INSERT INTO switch.hydro_historical_monthly_capacity_factors (hydro_simple_scenario_id, generation_plant_id, year, month, hydro_min_flow_mw, hydro_avg_flow_mw) SELECT 21 as hydro_simple_scenario_id, 157935 as generation_plant_id, 2004 as year, month, hydro_min_flow_mw, hydro_avg_flow_mw FROM switch.hydro_historical_monthly_capacity_factors WHERE generation_plant_id = 5000919 AND hydro_simple_scenario_id = 1;
INSERT INTO switch.hydro_historical_monthly_capacity_factors (hydro_simple_scenario_id, generation_plant_id, year, month, hydro_min_flow_mw, hydro_avg_flow_mw) SELECT 21 as hydro_simple_scenario_id, 157936 as generation_plant_id, 2004 as year, month, hydro_min_flow_mw, hydro_avg_flow_mw FROM switch.hydro_historical_monthly_capacity_factors WHERE generation_plant_id = 5000920 AND hydro_simple_scenario_id = 1;
INSERT INTO switch.hydro_historical_monthly_capacity_factors (hydro_simple_scenario_id, generation_plant_id, year, month, hydro_min_flow_mw, hydro_avg_flow_mw) SELECT 21 as hydro_simple_scenario_id, 158007 as generation_plant_id, 2004 as year, month, hydro_min_flow_mw, hydro_avg_flow_mw FROM switch.hydro_historical_monthly_capacity_factors WHERE generation_plant_id = 1157631080 AND hydro_simple_scenario_id = 1;
INSERT INTO switch.hydro_historical_monthly_capacity_factors (hydro_simple_scenario_id, generation_plant_id, year, month, hydro_min_flow_mw, hydro_avg_flow_mw) SELECT 21 as hydro_simple_scenario_id, 157937 as generation_plant_id, 2004 as year, month, hydro_min_flow_mw, hydro_avg_flow_mw FROM switch.hydro_historical_monthly_capacity_factors WHERE generation_plant_id = 5000921 AND hydro_simple_scenario_id = 1;
INSERT INTO switch.hydro_historical_monthly_capacity_factors (hydro_simple_scenario_id, generation_plant_id, year, month, hydro_min_flow_mw, hydro_avg_flow_mw) SELECT 21 as hydro_simple_scenario_id, 157938 as generation_plant_id, 2004 as year, month, hydro_min_flow_mw, hydro_avg_flow_mw FROM switch.hydro_historical_monthly_capacity_factors WHERE generation_plant_id = 5000922 AND hydro_simple_scenario_id = 1;
INSERT INTO switch.hydro_historical_monthly_capacity_factors (hydro_simple_scenario_id, generation_plant_id, year, month, hydro_min_flow_mw, hydro_avg_flow_mw) SELECT 21 as hydro_simple_scenario_id, 157845 as generation_plant_id, 2004 as year, month, hydro_min_flow_mw, hydro_avg_flow_mw FROM switch.hydro_historical_monthly_capacity_factors WHERE generation_plant_id = 5000829 AND hydro_simple_scenario_id = 1;
INSERT INTO switch.hydro_historical_monthly_capacity_factors (hydro_simple_scenario_id, generation_plant_id, year, month, hydro_min_flow_mw, hydro_avg_flow_mw) SELECT 21 as hydro_simple_scenario_id, 158055 as generation_plant_id, 2004 as year, month, hydro_min_flow_mw, hydro_avg_flow_mw FROM switch.hydro_historical_monthly_capacity_factors WHERE generation_plant_id = 1157631128 AND hydro_simple_scenario_id = 1;
INSERT INTO switch.hydro_historical_monthly_capacity_factors (hydro_simple_scenario_id, generation_plant_id, year, month, hydro_min_flow_mw, hydro_avg_flow_mw) SELECT 21 as hydro_simple_scenario_id, 158056 as generation_plant_id, 2004 as year, month, hydro_min_flow_mw, hydro_avg_flow_mw FROM switch.hydro_historical_monthly_capacity_factors WHERE generation_plant_id = 1157631129 AND hydro_simple_scenario_id = 1;
INSERT INTO switch.hydro_historical_monthly_capacity_factors (hydro_simple_scenario_id, generation_plant_id, year, month, hydro_min_flow_mw, hydro_avg_flow_mw) SELECT 21 as hydro_simple_scenario_id, 157939 as generation_plant_id, 2004 as year, month, hydro_min_flow_mw, hydro_avg_flow_mw FROM switch.hydro_historical_monthly_capacity_factors WHERE generation_plant_id = 5000923 AND hydro_simple_scenario_id = 1;
INSERT INTO switch.hydro_historical_monthly_capacity_factors (hydro_simple_scenario_id, generation_plant_id, year, month, hydro_min_flow_mw, hydro_avg_flow_mw) SELECT 21 as hydro_simple_scenario_id, 158059 as generation_plant_id, 2004 as year, month, hydro_min_flow_mw, hydro_avg_flow_mw FROM switch.hydro_historical_monthly_capacity_factors WHERE generation_plant_id = 1157631165 AND hydro_simple_scenario_id = 1;
INSERT INTO switch.hydro_historical_monthly_capacity_factors (hydro_simple_scenario_id, generation_plant_id, year, month, hydro_min_flow_mw, hydro_avg_flow_mw) SELECT 21 as hydro_simple_scenario_id, 158068 as generation_plant_id, 2004 as year, month, hydro_min_flow_mw, hydro_avg_flow_mw FROM switch.hydro_historical_monthly_capacity_factors WHERE generation_plant_id = 1157631174 AND hydro_simple_scenario_id = 1;
INSERT INTO switch.hydro_historical_monthly_capacity_factors (hydro_simple_scenario_id, generation_plant_id, year, month, hydro_min_flow_mw, hydro_avg_flow_mw) SELECT 21 as hydro_simple_scenario_id, 158069 as generation_plant_id, 2004 as year, month, hydro_min_flow_mw, hydro_avg_flow_mw FROM switch.hydro_historical_monthly_capacity_factors WHERE generation_plant_id = 1157631175 AND hydro_simple_scenario_id = 1;
INSERT INTO switch.hydro_historical_monthly_capacity_factors (hydro_simple_scenario_id, generation_plant_id, year, month, hydro_min_flow_mw, hydro_avg_flow_mw) SELECT 21 as hydro_simple_scenario_id, 158070 as generation_plant_id, 2004 as year, month, hydro_min_flow_mw, hydro_avg_flow_mw FROM switch.hydro_historical_monthly_capacity_factors WHERE generation_plant_id = 1157631176 AND hydro_simple_scenario_id = 1;
INSERT INTO switch.hydro_historical_monthly_capacity_factors (hydro_simple_scenario_id, generation_plant_id, year, month, hydro_min_flow_mw, hydro_avg_flow_mw) SELECT 21 as hydro_simple_scenario_id, 158071 as generation_plant_id, 2004 as year, month, hydro_min_flow_mw, hydro_avg_flow_mw FROM switch.hydro_historical_monthly_capacity_factors WHERE generation_plant_id = 1157631177 AND hydro_simple_scenario_id = 1;
INSERT INTO switch.hydro_historical_monthly_capacity_factors (hydro_simple_scenario_id, generation_plant_id, year, month, hydro_min_flow_mw, hydro_avg_flow_mw) SELECT 21 as hydro_simple_scenario_id, 158072 as generation_plant_id, 2004 as year, month, hydro_min_flow_mw, hydro_avg_flow_mw FROM switch.hydro_historical_monthly_capacity_factors WHERE generation_plant_id = 1157631178 AND hydro_simple_scenario_id = 1;
INSERT INTO switch.hydro_historical_monthly_capacity_factors (hydro_simple_scenario_id, generation_plant_id, year, month, hydro_min_flow_mw, hydro_avg_flow_mw) SELECT 21 as hydro_simple_scenario_id, 158073 as generation_plant_id, 2004 as year, month, hydro_min_flow_mw, hydro_avg_flow_mw FROM switch.hydro_historical_monthly_capacity_factors WHERE generation_plant_id = 1157631179 AND hydro_simple_scenario_id = 1;
INSERT INTO switch.hydro_historical_monthly_capacity_factors (hydro_simple_scenario_id, generation_plant_id, year, month, hydro_min_flow_mw, hydro_avg_flow_mw) SELECT 21 as hydro_simple_scenario_id, 158074 as generation_plant_id, 2004 as year, month, hydro_min_flow_mw, hydro_avg_flow_mw FROM switch.hydro_historical_monthly_capacity_factors WHERE generation_plant_id = 1157631180 AND hydro_simple_scenario_id = 1;
INSERT INTO switch.hydro_historical_monthly_capacity_factors (hydro_simple_scenario_id, generation_plant_id, year, month, hydro_min_flow_mw, hydro_avg_flow_mw) SELECT 21 as hydro_simple_scenario_id, 158075 as generation_plant_id, 2004 as year, month, hydro_min_flow_mw, hydro_avg_flow_mw FROM switch.hydro_historical_monthly_capacity_factors WHERE generation_plant_id = 1157631181 AND hydro_simple_scenario_id = 1;
INSERT INTO switch.hydro_historical_monthly_capacity_factors (hydro_simple_scenario_id, generation_plant_id, year, month, hydro_min_flow_mw, hydro_avg_flow_mw) SELECT 21 as hydro_simple_scenario_id, 158076 as generation_plant_id, 2004 as year, month, hydro_min_flow_mw, hydro_avg_flow_mw FROM switch.hydro_historical_monthly_capacity_factors WHERE generation_plant_id = 1157631182 AND hydro_simple_scenario_id = 1;
INSERT INTO switch.hydro_historical_monthly_capacity_factors (hydro_simple_scenario_id, generation_plant_id, year, month, hydro_min_flow_mw, hydro_avg_flow_mw) SELECT 21 as hydro_simple_scenario_id, 158077 as generation_plant_id, 2004 as year, month, hydro_min_flow_mw, hydro_avg_flow_mw FROM switch.hydro_historical_monthly_capacity_factors WHERE generation_plant_id = 1157631183 AND hydro_simple_scenario_id = 1;
INSERT INTO switch.hydro_historical_monthly_capacity_factors (hydro_simple_scenario_id, generation_plant_id, year, month, hydro_min_flow_mw, hydro_avg_flow_mw) SELECT 21 as hydro_simple_scenario_id, 158060 as generation_plant_id, 2004 as year, month, hydro_min_flow_mw, hydro_avg_flow_mw FROM switch.hydro_historical_monthly_capacity_factors WHERE generation_plant_id = 1157631166 AND hydro_simple_scenario_id = 1;
INSERT INTO switch.hydro_historical_monthly_capacity_factors (hydro_simple_scenario_id, generation_plant_id, year, month, hydro_min_flow_mw, hydro_avg_flow_mw) SELECT 21 as hydro_simple_scenario_id, 158078 as generation_plant_id, 2004 as year, month, hydro_min_flow_mw, hydro_avg_flow_mw FROM switch.hydro_historical_monthly_capacity_factors WHERE generation_plant_id = 1157631184 AND hydro_simple_scenario_id = 1;
INSERT INTO switch.hydro_historical_monthly_capacity_factors (hydro_simple_scenario_id, generation_plant_id, year, month, hydro_min_flow_mw, hydro_avg_flow_mw) SELECT 21 as hydro_simple_scenario_id, 158079 as generation_plant_id, 2004 as year, month, hydro_min_flow_mw, hydro_avg_flow_mw FROM switch.hydro_historical_monthly_capacity_factors WHERE generation_plant_id = 1157631185 AND hydro_simple_scenario_id = 1;
INSERT INTO switch.hydro_historical_monthly_capacity_factors (hydro_simple_scenario_id, generation_plant_id, year, month, hydro_min_flow_mw, hydro_avg_flow_mw) SELECT 21 as hydro_simple_scenario_id, 158080 as generation_plant_id, 2004 as year, month, hydro_min_flow_mw, hydro_avg_flow_mw FROM switch.hydro_historical_monthly_capacity_factors WHERE generation_plant_id = 1157631186 AND hydro_simple_scenario_id = 1;
INSERT INTO switch.hydro_historical_monthly_capacity_factors (hydro_simple_scenario_id, generation_plant_id, year, month, hydro_min_flow_mw, hydro_avg_flow_mw) SELECT 21 as hydro_simple_scenario_id, 158081 as generation_plant_id, 2004 as year, month, hydro_min_flow_mw, hydro_avg_flow_mw FROM switch.hydro_historical_monthly_capacity_factors WHERE generation_plant_id = 1157631187 AND hydro_simple_scenario_id = 1;
INSERT INTO switch.hydro_historical_monthly_capacity_factors (hydro_simple_scenario_id, generation_plant_id, year, month, hydro_min_flow_mw, hydro_avg_flow_mw) SELECT 21 as hydro_simple_scenario_id, 158082 as generation_plant_id, 2004 as year, month, hydro_min_flow_mw, hydro_avg_flow_mw FROM switch.hydro_historical_monthly_capacity_factors WHERE generation_plant_id = 1157631188 AND hydro_simple_scenario_id = 1;
INSERT INTO switch.hydro_historical_monthly_capacity_factors (hydro_simple_scenario_id, generation_plant_id, year, month, hydro_min_flow_mw, hydro_avg_flow_mw) SELECT 21 as hydro_simple_scenario_id, 158083 as generation_plant_id, 2004 as year, month, hydro_min_flow_mw, hydro_avg_flow_mw FROM switch.hydro_historical_monthly_capacity_factors WHERE generation_plant_id = 1157631189 AND hydro_simple_scenario_id = 1;
INSERT INTO switch.hydro_historical_monthly_capacity_factors (hydro_simple_scenario_id, generation_plant_id, year, month, hydro_min_flow_mw, hydro_avg_flow_mw) SELECT 21 as hydro_simple_scenario_id, 158084 as generation_plant_id, 2004 as year, month, hydro_min_flow_mw, hydro_avg_flow_mw FROM switch.hydro_historical_monthly_capacity_factors WHERE generation_plant_id = 1157631190 AND hydro_simple_scenario_id = 1;
INSERT INTO switch.hydro_historical_monthly_capacity_factors (hydro_simple_scenario_id, generation_plant_id, year, month, hydro_min_flow_mw, hydro_avg_flow_mw) SELECT 21 as hydro_simple_scenario_id, 158085 as generation_plant_id, 2004 as year, month, hydro_min_flow_mw, hydro_avg_flow_mw FROM switch.hydro_historical_monthly_capacity_factors WHERE generation_plant_id = 1157631191 AND hydro_simple_scenario_id = 1;
INSERT INTO switch.hydro_historical_monthly_capacity_factors (hydro_simple_scenario_id, generation_plant_id, year, month, hydro_min_flow_mw, hydro_avg_flow_mw) SELECT 21 as hydro_simple_scenario_id, 158086 as generation_plant_id, 2004 as year, month, hydro_min_flow_mw, hydro_avg_flow_mw FROM switch.hydro_historical_monthly_capacity_factors WHERE generation_plant_id = 1157631192 AND hydro_simple_scenario_id = 1;
INSERT INTO switch.hydro_historical_monthly_capacity_factors (hydro_simple_scenario_id, generation_plant_id, year, month, hydro_min_flow_mw, hydro_avg_flow_mw) SELECT 21 as hydro_simple_scenario_id, 158087 as generation_plant_id, 2004 as year, month, hydro_min_flow_mw, hydro_avg_flow_mw FROM switch.hydro_historical_monthly_capacity_factors WHERE generation_plant_id = 1157631193 AND hydro_simple_scenario_id = 1;
INSERT INTO switch.hydro_historical_monthly_capacity_factors (hydro_simple_scenario_id, generation_plant_id, year, month, hydro_min_flow_mw, hydro_avg_flow_mw) SELECT 21 as hydro_simple_scenario_id, 158061 as generation_plant_id, 2004 as year, month, hydro_min_flow_mw, hydro_avg_flow_mw FROM switch.hydro_historical_monthly_capacity_factors WHERE generation_plant_id = 1157631167 AND hydro_simple_scenario_id = 1;
INSERT INTO switch.hydro_historical_monthly_capacity_factors (hydro_simple_scenario_id, generation_plant_id, year, month, hydro_min_flow_mw, hydro_avg_flow_mw) SELECT 21 as hydro_simple_scenario_id, 158088 as generation_plant_id, 2004 as year, month, hydro_min_flow_mw, hydro_avg_flow_mw FROM switch.hydro_historical_monthly_capacity_factors WHERE generation_plant_id = 1157631194 AND hydro_simple_scenario_id = 1;
INSERT INTO switch.hydro_historical_monthly_capacity_factors (hydro_simple_scenario_id, generation_plant_id, year, month, hydro_min_flow_mw, hydro_avg_flow_mw) SELECT 21 as hydro_simple_scenario_id, 158089 as generation_plant_id, 2004 as year, month, hydro_min_flow_mw, hydro_avg_flow_mw FROM switch.hydro_historical_monthly_capacity_factors WHERE generation_plant_id = 1157631195 AND hydro_simple_scenario_id = 1;
INSERT INTO switch.hydro_historical_monthly_capacity_factors (hydro_simple_scenario_id, generation_plant_id, year, month, hydro_min_flow_mw, hydro_avg_flow_mw) SELECT 21 as hydro_simple_scenario_id, 158090 as generation_plant_id, 2004 as year, month, hydro_min_flow_mw, hydro_avg_flow_mw FROM switch.hydro_historical_monthly_capacity_factors WHERE generation_plant_id = 1157631196 AND hydro_simple_scenario_id = 1;
INSERT INTO switch.hydro_historical_monthly_capacity_factors (hydro_simple_scenario_id, generation_plant_id, year, month, hydro_min_flow_mw, hydro_avg_flow_mw) SELECT 21 as hydro_simple_scenario_id, 158091 as generation_plant_id, 2004 as year, month, hydro_min_flow_mw, hydro_avg_flow_mw FROM switch.hydro_historical_monthly_capacity_factors WHERE generation_plant_id = 1157631197 AND hydro_simple_scenario_id = 1;
INSERT INTO switch.hydro_historical_monthly_capacity_factors (hydro_simple_scenario_id, generation_plant_id, year, month, hydro_min_flow_mw, hydro_avg_flow_mw) SELECT 21 as hydro_simple_scenario_id, 158092 as generation_plant_id, 2004 as year, month, hydro_min_flow_mw, hydro_avg_flow_mw FROM switch.hydro_historical_monthly_capacity_factors WHERE generation_plant_id = 1157631198 AND hydro_simple_scenario_id = 1;
INSERT INTO switch.hydro_historical_monthly_capacity_factors (hydro_simple_scenario_id, generation_plant_id, year, month, hydro_min_flow_mw, hydro_avg_flow_mw) SELECT 21 as hydro_simple_scenario_id, 158062 as generation_plant_id, 2004 as year, month, hydro_min_flow_mw, hydro_avg_flow_mw FROM switch.hydro_historical_monthly_capacity_factors WHERE generation_plant_id = 1157631168 AND hydro_simple_scenario_id = 1;
INSERT INTO switch.hydro_historical_monthly_capacity_factors (hydro_simple_scenario_id, generation_plant_id, year, month, hydro_min_flow_mw, hydro_avg_flow_mw) SELECT 21 as hydro_simple_scenario_id, 158063 as generation_plant_id, 2004 as year, month, hydro_min_flow_mw, hydro_avg_flow_mw FROM switch.hydro_historical_monthly_capacity_factors WHERE generation_plant_id = 1157631169 AND hydro_simple_scenario_id = 1;
INSERT INTO switch.hydro_historical_monthly_capacity_factors (hydro_simple_scenario_id, generation_plant_id, year, month, hydro_min_flow_mw, hydro_avg_flow_mw) SELECT 21 as hydro_simple_scenario_id, 158064 as generation_plant_id, 2004 as year, month, hydro_min_flow_mw, hydro_avg_flow_mw FROM switch.hydro_historical_monthly_capacity_factors WHERE generation_plant_id = 1157631170 AND hydro_simple_scenario_id = 1;
INSERT INTO switch.hydro_historical_monthly_capacity_factors (hydro_simple_scenario_id, generation_plant_id, year, month, hydro_min_flow_mw, hydro_avg_flow_mw) SELECT 21 as hydro_simple_scenario_id, 158065 as generation_plant_id, 2004 as year, month, hydro_min_flow_mw, hydro_avg_flow_mw FROM switch.hydro_historical_monthly_capacity_factors WHERE generation_plant_id = 1157631171 AND hydro_simple_scenario_id = 1;
INSERT INTO switch.hydro_historical_monthly_capacity_factors (hydro_simple_scenario_id, generation_plant_id, year, month, hydro_min_flow_mw, hydro_avg_flow_mw) SELECT 21 as hydro_simple_scenario_id, 158066 as generation_plant_id, 2004 as year, month, hydro_min_flow_mw, hydro_avg_flow_mw FROM switch.hydro_historical_monthly_capacity_factors WHERE generation_plant_id = 1157631172 AND hydro_simple_scenario_id = 1;
INSERT INTO switch.hydro_historical_monthly_capacity_factors (hydro_simple_scenario_id, generation_plant_id, year, month, hydro_min_flow_mw, hydro_avg_flow_mw) SELECT 21 as hydro_simple_scenario_id, 158067 as generation_plant_id, 2004 as year, month, hydro_min_flow_mw, hydro_avg_flow_mw FROM switch.hydro_historical_monthly_capacity_factors WHERE generation_plant_id = 1157631173 AND hydro_simple_scenario_id = 1;
INSERT INTO switch.hydro_historical_monthly_capacity_factors (hydro_simple_scenario_id, generation_plant_id, year, month, hydro_min_flow_mw, hydro_avg_flow_mw) SELECT 21 as hydro_simple_scenario_id, 158009 as generation_plant_id, 2004 as year, month, hydro_min_flow_mw, hydro_avg_flow_mw FROM switch.hydro_historical_monthly_capacity_factors WHERE generation_plant_id = 1157631082 AND hydro_simple_scenario_id = 1;
INSERT INTO switch.hydro_historical_monthly_capacity_factors (hydro_simple_scenario_id, generation_plant_id, year, month, hydro_min_flow_mw, hydro_avg_flow_mw) SELECT 21 as hydro_simple_scenario_id, 158014 as generation_plant_id, 2004 as year, month, hydro_min_flow_mw, hydro_avg_flow_mw FROM switch.hydro_historical_monthly_capacity_factors WHERE generation_plant_id = 1157631087 AND hydro_simple_scenario_id = 1;

## hydro_historical_cf_2005
INSERT INTO switch.hydro_historical_monthly_capacity_factors (hydro_simple_scenario_id, generation_plant_id, year, month, hydro_min_flow_mw, hydro_avg_flow_mw)
SELECT 21 as hydro_simple_scenario_id, 154089 as generation_plant_id, 2004 as year, month, hydro_min_flow_mw, hydro_avg_flow_mw
FROM switch.hydro_historical_monthly_capacity_factors
WHERE generation_plant_id = 5000830
AND hydro_simple_scenario_id = 1
INSERT INTO switch.hydro_historical_monthly_capacity_factors (hydro_simple_scenario_id, generation_plant_id, year, month, hydro_min_flow_mw, hydro_avg_flow_mw) SELECT 21 as hydro_simple_scenario_id, | new_id | as generation_plant_id, | 2005 | as year, month, hydro_min_flow_mw, hydro_avg_flow_mw FROM switch.hydro_historical_monthly_capacity_factors WHERE generation_plant_id = | old_id | AND hydro_simple_scenario_id = 1;
INSERT INTO switch.hydro_historical_monthly_capacity_factors (hydro_simple_scenario_id, generation_plant_id, year, month, hydro_min_flow_mw, hydro_avg_flow_mw) SELECT 21 as hydro_simple_scenario_id, 157846 as generation_plant_id, 2005 as year, month, hydro_min_flow_mw, hydro_avg_flow_mw FROM switch.hydro_historical_monthly_capacity_factors WHERE generation_plant_id = 5000830 AND hydro_simple_scenario_id = 1;
INSERT INTO switch.hydro_historical_monthly_capacity_factors (hydro_simple_scenario_id, generation_plant_id, year, month, hydro_min_flow_mw, hydro_avg_flow_mw) SELECT 21 as hydro_simple_scenario_id, 157959 as generation_plant_id, 2005 as year, month, hydro_min_flow_mw, hydro_avg_flow_mw FROM switch.hydro_historical_monthly_capacity_factors WHERE generation_plant_id = 1157631032 AND hydro_simple_scenario_id = 1;
INSERT INTO switch.hydro_historical_monthly_capacity_factors (hydro_simple_scenario_id, generation_plant_id, year, month, hydro_min_flow_mw, hydro_avg_flow_mw) SELECT 21 as hydro_simple_scenario_id, 157847 as generation_plant_id, 2005 as year, month, hydro_min_flow_mw, hydro_avg_flow_mw FROM switch.hydro_historical_monthly_capacity_factors WHERE generation_plant_id = 5000831 AND hydro_simple_scenario_id = 1;
INSERT INTO switch.hydro_historical_monthly_capacity_factors (hydro_simple_scenario_id, generation_plant_id, year, month, hydro_min_flow_mw, hydro_avg_flow_mw) SELECT 21 as hydro_simple_scenario_id, 158008 as generation_plant_id, 2005 as year, month, hydro_min_flow_mw, hydro_avg_flow_mw FROM switch.hydro_historical_monthly_capacity_factors WHERE generation_plant_id = 1157631081 AND hydro_simple_scenario_id = 1;
INSERT INTO switch.hydro_historical_monthly_capacity_factors (hydro_simple_scenario_id, generation_plant_id, year, month, hydro_min_flow_mw, hydro_avg_flow_mw) SELECT 21 as hydro_simple_scenario_id, 157848 as generation_plant_id, 2005 as year, month, hydro_min_flow_mw, hydro_avg_flow_mw FROM switch.hydro_historical_monthly_capacity_factors WHERE generation_plant_id = 5000832 AND hydro_simple_scenario_id = 1;
INSERT INTO switch.hydro_historical_monthly_capacity_factors (hydro_simple_scenario_id, generation_plant_id, year, month, hydro_min_flow_mw, hydro_avg_flow_mw) SELECT 21 as hydro_simple_scenario_id, 157849 as generation_plant_id, 2005 as year, month, hydro_min_flow_mw, hydro_avg_flow_mw FROM switch.hydro_historical_monthly_capacity_factors WHERE generation_plant_id = 5000833 AND hydro_simple_scenario_id = 1;
INSERT INTO switch.hydro_historical_monthly_capacity_factors (hydro_simple_scenario_id, generation_plant_id, year, month, hydro_min_flow_mw, hydro_avg_flow_mw) SELECT 21 as hydro_simple_scenario_id, 157851 as generation_plant_id, 2005 as year, month, hydro_min_flow_mw, hydro_avg_flow_mw FROM switch.hydro_historical_monthly_capacity_factors WHERE generation_plant_id = 5000835 AND hydro_simple_scenario_id = 1;
INSERT INTO switch.hydro_historical_monthly_capacity_factors (hydro_simple_scenario_id, generation_plant_id, year, month, hydro_min_flow_mw, hydro_avg_flow_mw) SELECT 21 as hydro_simple_scenario_id, 157850 as generation_plant_id, 2005 as year, month, hydro_min_flow_mw, hydro_avg_flow_mw FROM switch.hydro_historical_monthly_capacity_factors WHERE generation_plant_id = 5000834 AND hydro_simple_scenario_id = 1;
INSERT INTO switch.hydro_historical_monthly_capacity_factors (hydro_simple_scenario_id, generation_plant_id, year, month, hydro_min_flow_mw, hydro_avg_flow_mw) SELECT 21 as hydro_simple_scenario_id, 158044 as generation_plant_id, 2005 as year, month, hydro_min_flow_mw, hydro_avg_flow_mw FROM switch.hydro_historical_monthly_capacity_factors WHERE generation_plant_id = 1157631117 AND hydro_simple_scenario_id = 1;
INSERT INTO switch.hydro_historical_monthly_capacity_factors (hydro_simple_scenario_id, generation_plant_id, year, month, hydro_min_flow_mw, hydro_avg_flow_mw) SELECT 21 as hydro_simple_scenario_id, 157961 as generation_plant_id, 2005 as year, month, hydro_min_flow_mw, hydro_avg_flow_mw FROM switch.hydro_historical_monthly_capacity_factors WHERE generation_plant_id = 1157631034 AND hydro_simple_scenario_id = 1;
INSERT INTO switch.hydro_historical_monthly_capacity_factors (hydro_simple_scenario_id, generation_plant_id, year, month, hydro_min_flow_mw, hydro_avg_flow_mw) SELECT 21 as hydro_simple_scenario_id, 157960 as generation_plant_id, 2005 as year, month, hydro_min_flow_mw, hydro_avg_flow_mw FROM switch.hydro_historical_monthly_capacity_factors WHERE generation_plant_id = 1157631033 AND hydro_simple_scenario_id = 1;
INSERT INTO switch.hydro_historical_monthly_capacity_factors (hydro_simple_scenario_id, generation_plant_id, year, month, hydro_min_flow_mw, hydro_avg_flow_mw) SELECT 21 as hydro_simple_scenario_id, 157824 as generation_plant_id, 2005 as year, month, hydro_min_flow_mw, hydro_avg_flow_mw FROM switch.hydro_historical_monthly_capacity_factors WHERE generation_plant_id = 5000808 AND hydro_simple_scenario_id = 1;
INSERT INTO switch.hydro_historical_monthly_capacity_factors (hydro_simple_scenario_id, generation_plant_id, year, month, hydro_min_flow_mw, hydro_avg_flow_mw) SELECT 21 as hydro_simple_scenario_id, 157971 as generation_plant_id, 2005 as year, month, hydro_min_flow_mw, hydro_avg_flow_mw FROM switch.hydro_historical_monthly_capacity_factors WHERE generation_plant_id = 1157631044 AND hydro_simple_scenario_id = 1;
INSERT INTO switch.hydro_historical_monthly_capacity_factors (hydro_simple_scenario_id, generation_plant_id, year, month, hydro_min_flow_mw, hydro_avg_flow_mw) SELECT 21 as hydro_simple_scenario_id, 157972 as generation_plant_id, 2005 as year, month, hydro_min_flow_mw, hydro_avg_flow_mw FROM switch.hydro_historical_monthly_capacity_factors WHERE generation_plant_id = 1157631045 AND hydro_simple_scenario_id = 1;
INSERT INTO switch.hydro_historical_monthly_capacity_factors (hydro_simple_scenario_id, generation_plant_id, year, month, hydro_min_flow_mw, hydro_avg_flow_mw) SELECT 21 as hydro_simple_scenario_id, 157970 as generation_plant_id, 2005 as year, month, hydro_min_flow_mw, hydro_avg_flow_mw FROM switch.hydro_historical_monthly_capacity_factors WHERE generation_plant_id = 1157631043 AND hydro_simple_scenario_id = 1;
INSERT INTO switch.hydro_historical_monthly_capacity_factors (hydro_simple_scenario_id, generation_plant_id, year, month, hydro_min_flow_mw, hydro_avg_flow_mw) SELECT 21 as hydro_simple_scenario_id, 157945 as generation_plant_id, 2005 as year, month, hydro_min_flow_mw, hydro_avg_flow_mw FROM switch.hydro_historical_monthly_capacity_factors WHERE generation_plant_id = 1157631018 AND hydro_simple_scenario_id = 1;
INSERT INTO switch.hydro_historical_monthly_capacity_factors (hydro_simple_scenario_id, generation_plant_id, year, month, hydro_min_flow_mw, hydro_avg_flow_mw) SELECT 21 as hydro_simple_scenario_id, 157825 as generation_plant_id, 2005 as year, month, hydro_min_flow_mw, hydro_avg_flow_mw FROM switch.hydro_historical_monthly_capacity_factors WHERE generation_plant_id = 5000809 AND hydro_simple_scenario_id = 1;
INSERT INTO switch.hydro_historical_monthly_capacity_factors (hydro_simple_scenario_id, generation_plant_id, year, month, hydro_min_flow_mw, hydro_avg_flow_mw) SELECT 21 as hydro_simple_scenario_id, 157826 as generation_plant_id, 2005 as year, month, hydro_min_flow_mw, hydro_avg_flow_mw FROM switch.hydro_historical_monthly_capacity_factors WHERE generation_plant_id = 5000810 AND hydro_simple_scenario_id = 1;
INSERT INTO switch.hydro_historical_monthly_capacity_factors (hydro_simple_scenario_id, generation_plant_id, year, month, hydro_min_flow_mw, hydro_avg_flow_mw) SELECT 21 as hydro_simple_scenario_id, 157827 as generation_plant_id, 2005 as year, month, hydro_min_flow_mw, hydro_avg_flow_mw FROM switch.hydro_historical_monthly_capacity_factors WHERE generation_plant_id = 5000811 AND hydro_simple_scenario_id = 1;
INSERT INTO switch.hydro_historical_monthly_capacity_factors (hydro_simple_scenario_id, generation_plant_id, year, month, hydro_min_flow_mw, hydro_avg_flow_mw) SELECT 21 as hydro_simple_scenario_id, 157852 as generation_plant_id, 2005 as year, month, hydro_min_flow_mw, hydro_avg_flow_mw FROM switch.hydro_historical_monthly_capacity_factors WHERE generation_plant_id = 5000836 AND hydro_simple_scenario_id = 1;
INSERT INTO switch.hydro_historical_monthly_capacity_factors (hydro_simple_scenario_id, generation_plant_id, year, month, hydro_min_flow_mw, hydro_avg_flow_mw) SELECT 21 as hydro_simple_scenario_id, 157853 as generation_plant_id, 2005 as year, month, hydro_min_flow_mw, hydro_avg_flow_mw FROM switch.hydro_historical_monthly_capacity_factors WHERE generation_plant_id = 5000837 AND hydro_simple_scenario_id = 1;
INSERT INTO switch.hydro_historical_monthly_capacity_factors (hydro_simple_scenario_id, generation_plant_id, year, month, hydro_min_flow_mw, hydro_avg_flow_mw) SELECT 21 as hydro_simple_scenario_id, 157828 as generation_plant_id, 2005 as year, month, hydro_min_flow_mw, hydro_avg_flow_mw FROM switch.hydro_historical_monthly_capacity_factors WHERE generation_plant_id = 5000812 AND hydro_simple_scenario_id = 1;
INSERT INTO switch.hydro_historical_monthly_capacity_factors (hydro_simple_scenario_id, generation_plant_id, year, month, hydro_min_flow_mw, hydro_avg_flow_mw) SELECT 21 as hydro_simple_scenario_id, 157829 as generation_plant_id, 2005 as year, month, hydro_min_flow_mw, hydro_avg_flow_mw FROM switch.hydro_historical_monthly_capacity_factors WHERE generation_plant_id = 5000813 AND hydro_simple_scenario_id = 1;
INSERT INTO switch.hydro_historical_monthly_capacity_factors (hydro_simple_scenario_id, generation_plant_id, year, month, hydro_min_flow_mw, hydro_avg_flow_mw) SELECT 21 as hydro_simple_scenario_id, 157854 as generation_plant_id, 2005 as year, month, hydro_min_flow_mw, hydro_avg_flow_mw FROM switch.hydro_historical_monthly_capacity_factors WHERE generation_plant_id = 5000838 AND hydro_simple_scenario_id = 1;
INSERT INTO switch.hydro_historical_monthly_capacity_factors (hydro_simple_scenario_id, generation_plant_id, year, month, hydro_min_flow_mw, hydro_avg_flow_mw) SELECT 21 as hydro_simple_scenario_id, 157855 as generation_plant_id, 2005 as year, month, hydro_min_flow_mw, hydro_avg_flow_mw FROM switch.hydro_historical_monthly_capacity_factors WHERE generation_plant_id = 5000839 AND hydro_simple_scenario_id = 1;
INSERT INTO switch.hydro_historical_monthly_capacity_factors (hydro_simple_scenario_id, generation_plant_id, year, month, hydro_min_flow_mw, hydro_avg_flow_mw) SELECT 21 as hydro_simple_scenario_id, 157856 as generation_plant_id, 2005 as year, month, hydro_min_flow_mw, hydro_avg_flow_mw FROM switch.hydro_historical_monthly_capacity_factors WHERE generation_plant_id = 5000840 AND hydro_simple_scenario_id = 1;
INSERT INTO switch.hydro_historical_monthly_capacity_factors (hydro_simple_scenario_id, generation_plant_id, year, month, hydro_min_flow_mw, hydro_avg_flow_mw) SELECT 21 as hydro_simple_scenario_id, 157857 as generation_plant_id, 2005 as year, month, hydro_min_flow_mw, hydro_avg_flow_mw FROM switch.hydro_historical_monthly_capacity_factors WHERE generation_plant_id = 5000841 AND hydro_simple_scenario_id = 1;
INSERT INTO switch.hydro_historical_monthly_capacity_factors (hydro_simple_scenario_id, generation_plant_id, year, month, hydro_min_flow_mw, hydro_avg_flow_mw) SELECT 21 as hydro_simple_scenario_id, 157858 as generation_plant_id, 2005 as year, month, hydro_min_flow_mw, hydro_avg_flow_mw FROM switch.hydro_historical_monthly_capacity_factors WHERE generation_plant_id = 5000842 AND hydro_simple_scenario_id = 1;
INSERT INTO switch.hydro_historical_monthly_capacity_factors (hydro_simple_scenario_id, generation_plant_id, year, month, hydro_min_flow_mw, hydro_avg_flow_mw) SELECT 21 as hydro_simple_scenario_id, 158046 as generation_plant_id, 2005 as year, month, hydro_min_flow_mw, hydro_avg_flow_mw FROM switch.hydro_historical_monthly_capacity_factors WHERE generation_plant_id = 1157631119 AND hydro_simple_scenario_id = 1;
INSERT INTO switch.hydro_historical_monthly_capacity_factors (hydro_simple_scenario_id, generation_plant_id, year, month, hydro_min_flow_mw, hydro_avg_flow_mw) SELECT 21 as hydro_simple_scenario_id, 158047 as generation_plant_id, 2005 as year, month, hydro_min_flow_mw, hydro_avg_flow_mw FROM switch.hydro_historical_monthly_capacity_factors WHERE generation_plant_id = 1157631120 AND hydro_simple_scenario_id = 1;
INSERT INTO switch.hydro_historical_monthly_capacity_factors (hydro_simple_scenario_id, generation_plant_id, year, month, hydro_min_flow_mw, hydro_avg_flow_mw) SELECT 21 as hydro_simple_scenario_id, 158048 as generation_plant_id, 2005 as year, month, hydro_min_flow_mw, hydro_avg_flow_mw FROM switch.hydro_historical_monthly_capacity_factors WHERE generation_plant_id = 1157631121 AND hydro_simple_scenario_id = 1;
INSERT INTO switch.hydro_historical_monthly_capacity_factors (hydro_simple_scenario_id, generation_plant_id, year, month, hydro_min_flow_mw, hydro_avg_flow_mw) SELECT 21 as hydro_simple_scenario_id, 158049 as generation_plant_id, 2005 as year, month, hydro_min_flow_mw, hydro_avg_flow_mw FROM switch.hydro_historical_monthly_capacity_factors WHERE generation_plant_id = 1157631122 AND hydro_simple_scenario_id = 1;
INSERT INTO switch.hydro_historical_monthly_capacity_factors (hydro_simple_scenario_id, generation_plant_id, year, month, hydro_min_flow_mw, hydro_avg_flow_mw) SELECT 21 as hydro_simple_scenario_id, 158050 as generation_plant_id, 2005 as year, month, hydro_min_flow_mw, hydro_avg_flow_mw FROM switch.hydro_historical_monthly_capacity_factors WHERE generation_plant_id = 1157631123 AND hydro_simple_scenario_id = 1;
INSERT INTO switch.hydro_historical_monthly_capacity_factors (hydro_simple_scenario_id, generation_plant_id, year, month, hydro_min_flow_mw, hydro_avg_flow_mw) SELECT 21 as hydro_simple_scenario_id, 158051 as generation_plant_id, 2005 as year, month, hydro_min_flow_mw, hydro_avg_flow_mw FROM switch.hydro_historical_monthly_capacity_factors WHERE generation_plant_id = 1157631124 AND hydro_simple_scenario_id = 1;
INSERT INTO switch.hydro_historical_monthly_capacity_factors (hydro_simple_scenario_id, generation_plant_id, year, month, hydro_min_flow_mw, hydro_avg_flow_mw) SELECT 21 as hydro_simple_scenario_id, 157859 as generation_plant_id, 2005 as year, month, hydro_min_flow_mw, hydro_avg_flow_mw FROM switch.hydro_historical_monthly_capacity_factors WHERE generation_plant_id = 5000843 AND hydro_simple_scenario_id = 1;
INSERT INTO switch.hydro_historical_monthly_capacity_factors (hydro_simple_scenario_id, generation_plant_id, year, month, hydro_min_flow_mw, hydro_avg_flow_mw) SELECT 21 as hydro_simple_scenario_id, 157860 as generation_plant_id, 2005 as year, month, hydro_min_flow_mw, hydro_avg_flow_mw FROM switch.hydro_historical_monthly_capacity_factors WHERE generation_plant_id = 5000844 AND hydro_simple_scenario_id = 1;
INSERT INTO switch.hydro_historical_monthly_capacity_factors (hydro_simple_scenario_id, generation_plant_id, year, month, hydro_min_flow_mw, hydro_avg_flow_mw) SELECT 21 as hydro_simple_scenario_id, 157940 as generation_plant_id, 2005 as year, month, hydro_min_flow_mw, hydro_avg_flow_mw FROM switch.hydro_historical_monthly_capacity_factors WHERE generation_plant_id = 1157631013 AND hydro_simple_scenario_id = 1;
INSERT INTO switch.hydro_historical_monthly_capacity_factors (hydro_simple_scenario_id, generation_plant_id, year, month, hydro_min_flow_mw, hydro_avg_flow_mw) SELECT 21 as hydro_simple_scenario_id, 157978 as generation_plant_id, 2005 as year, month, hydro_min_flow_mw, hydro_avg_flow_mw FROM switch.hydro_historical_monthly_capacity_factors WHERE generation_plant_id = 1157631051 AND hydro_simple_scenario_id = 1;
INSERT INTO switch.hydro_historical_monthly_capacity_factors (hydro_simple_scenario_id, generation_plant_id, year, month, hydro_min_flow_mw, hydro_avg_flow_mw) SELECT 21 as hydro_simple_scenario_id, 157861 as generation_plant_id, 2005 as year, month, hydro_min_flow_mw, hydro_avg_flow_mw FROM switch.hydro_historical_monthly_capacity_factors WHERE generation_plant_id = 5000845 AND hydro_simple_scenario_id = 1;
INSERT INTO switch.hydro_historical_monthly_capacity_factors (hydro_simple_scenario_id, generation_plant_id, year, month, hydro_min_flow_mw, hydro_avg_flow_mw) SELECT 21 as hydro_simple_scenario_id, 158018 as generation_plant_id, 2005 as year, month, hydro_min_flow_mw, hydro_avg_flow_mw FROM switch.hydro_historical_monthly_capacity_factors WHERE generation_plant_id = 1157631091 AND hydro_simple_scenario_id = 1;
INSERT INTO switch.hydro_historical_monthly_capacity_factors (hydro_simple_scenario_id, generation_plant_id, year, month, hydro_min_flow_mw, hydro_avg_flow_mw) SELECT 21 as hydro_simple_scenario_id, 158019 as generation_plant_id, 2005 as year, month, hydro_min_flow_mw, hydro_avg_flow_mw FROM switch.hydro_historical_monthly_capacity_factors WHERE generation_plant_id = 1157631092 AND hydro_simple_scenario_id = 1;
INSERT INTO switch.hydro_historical_monthly_capacity_factors (hydro_simple_scenario_id, generation_plant_id, year, month, hydro_min_flow_mw, hydro_avg_flow_mw) SELECT 21 as hydro_simple_scenario_id, 157830 as generation_plant_id, 2005 as year, month, hydro_min_flow_mw, hydro_avg_flow_mw FROM switch.hydro_historical_monthly_capacity_factors WHERE generation_plant_id = 5000814 AND hydro_simple_scenario_id = 1;
INSERT INTO switch.hydro_historical_monthly_capacity_factors (hydro_simple_scenario_id, generation_plant_id, year, month, hydro_min_flow_mw, hydro_avg_flow_mw) SELECT 21 as hydro_simple_scenario_id, 157958 as generation_plant_id, 2005 as year, month, hydro_min_flow_mw, hydro_avg_flow_mw FROM switch.hydro_historical_monthly_capacity_factors WHERE generation_plant_id = 1157631031 AND hydro_simple_scenario_id = 1;
INSERT INTO switch.hydro_historical_monthly_capacity_factors (hydro_simple_scenario_id, generation_plant_id, year, month, hydro_min_flow_mw, hydro_avg_flow_mw) SELECT 21 as hydro_simple_scenario_id, 157950 as generation_plant_id, 2005 as year, month, hydro_min_flow_mw, hydro_avg_flow_mw FROM switch.hydro_historical_monthly_capacity_factors WHERE generation_plant_id = 1157631023 AND hydro_simple_scenario_id = 1;
INSERT INTO switch.hydro_historical_monthly_capacity_factors (hydro_simple_scenario_id, generation_plant_id, year, month, hydro_min_flow_mw, hydro_avg_flow_mw) SELECT 21 as hydro_simple_scenario_id, 157941 as generation_plant_id, 2005 as year, month, hydro_min_flow_mw, hydro_avg_flow_mw FROM switch.hydro_historical_monthly_capacity_factors WHERE generation_plant_id = 1157631014 AND hydro_simple_scenario_id = 1;
INSERT INTO switch.hydro_historical_monthly_capacity_factors (hydro_simple_scenario_id, generation_plant_id, year, month, hydro_min_flow_mw, hydro_avg_flow_mw) SELECT 21 as hydro_simple_scenario_id, 158031 as generation_plant_id, 2005 as year, month, hydro_min_flow_mw, hydro_avg_flow_mw FROM switch.hydro_historical_monthly_capacity_factors WHERE generation_plant_id = 1157631104 AND hydro_simple_scenario_id = 1;
INSERT INTO switch.hydro_historical_monthly_capacity_factors (hydro_simple_scenario_id, generation_plant_id, year, month, hydro_min_flow_mw, hydro_avg_flow_mw) SELECT 21 as hydro_simple_scenario_id, 158028 as generation_plant_id, 2005 as year, month, hydro_min_flow_mw, hydro_avg_flow_mw FROM switch.hydro_historical_monthly_capacity_factors WHERE generation_plant_id = 1157631101 AND hydro_simple_scenario_id = 1;
INSERT INTO switch.hydro_historical_monthly_capacity_factors (hydro_simple_scenario_id, generation_plant_id, year, month, hydro_min_flow_mw, hydro_avg_flow_mw) SELECT 21 as hydro_simple_scenario_id, 158029 as generation_plant_id, 2005 as year, month, hydro_min_flow_mw, hydro_avg_flow_mw FROM switch.hydro_historical_monthly_capacity_factors WHERE generation_plant_id = 1157631102 AND hydro_simple_scenario_id = 1;
INSERT INTO switch.hydro_historical_monthly_capacity_factors (hydro_simple_scenario_id, generation_plant_id, year, month, hydro_min_flow_mw, hydro_avg_flow_mw) SELECT 21 as hydro_simple_scenario_id, 158030 as generation_plant_id, 2005 as year, month, hydro_min_flow_mw, hydro_avg_flow_mw FROM switch.hydro_historical_monthly_capacity_factors WHERE generation_plant_id = 1157631103 AND hydro_simple_scenario_id = 1;
INSERT INTO switch.hydro_historical_monthly_capacity_factors (hydro_simple_scenario_id, generation_plant_id, year, month, hydro_min_flow_mw, hydro_avg_flow_mw) SELECT 21 as hydro_simple_scenario_id, 158034 as generation_plant_id, 2005 as year, month, hydro_min_flow_mw, hydro_avg_flow_mw FROM switch.hydro_historical_monthly_capacity_factors WHERE generation_plant_id = 1157631107 AND hydro_simple_scenario_id = 1;
INSERT INTO switch.hydro_historical_monthly_capacity_factors (hydro_simple_scenario_id, generation_plant_id, year, month, hydro_min_flow_mw, hydro_avg_flow_mw) SELECT 21 as hydro_simple_scenario_id, 158036 as generation_plant_id, 2005 as year, month, hydro_min_flow_mw, hydro_avg_flow_mw FROM switch.hydro_historical_monthly_capacity_factors WHERE generation_plant_id = 1157631109 AND hydro_simple_scenario_id = 1;
INSERT INTO switch.hydro_historical_monthly_capacity_factors (hydro_simple_scenario_id, generation_plant_id, year, month, hydro_min_flow_mw, hydro_avg_flow_mw) SELECT 21 as hydro_simple_scenario_id, 158037 as generation_plant_id, 2005 as year, month, hydro_min_flow_mw, hydro_avg_flow_mw FROM switch.hydro_historical_monthly_capacity_factors WHERE generation_plant_id = 1157631110 AND hydro_simple_scenario_id = 1;
INSERT INTO switch.hydro_historical_monthly_capacity_factors (hydro_simple_scenario_id, generation_plant_id, year, month, hydro_min_flow_mw, hydro_avg_flow_mw) SELECT 21 as hydro_simple_scenario_id, 158039 as generation_plant_id, 2005 as year, month, hydro_min_flow_mw, hydro_avg_flow_mw FROM switch.hydro_historical_monthly_capacity_factors WHERE generation_plant_id = 1157631112 AND hydro_simple_scenario_id = 1;
INSERT INTO switch.hydro_historical_monthly_capacity_factors (hydro_simple_scenario_id, generation_plant_id, year, month, hydro_min_flow_mw, hydro_avg_flow_mw) SELECT 21 as hydro_simple_scenario_id, 158038 as generation_plant_id, 2005 as year, month, hydro_min_flow_mw, hydro_avg_flow_mw FROM switch.hydro_historical_monthly_capacity_factors WHERE generation_plant_id = 1157631111 AND hydro_simple_scenario_id = 1;
INSERT INTO switch.hydro_historical_monthly_capacity_factors (hydro_simple_scenario_id, generation_plant_id, year, month, hydro_min_flow_mw, hydro_avg_flow_mw) SELECT 21 as hydro_simple_scenario_id, 158027 as generation_plant_id, 2005 as year, month, hydro_min_flow_mw, hydro_avg_flow_mw FROM switch.hydro_historical_monthly_capacity_factors WHERE generation_plant_id = 1157631100 AND hydro_simple_scenario_id = 1;
INSERT INTO switch.hydro_historical_monthly_capacity_factors (hydro_simple_scenario_id, generation_plant_id, year, month, hydro_min_flow_mw, hydro_avg_flow_mw) SELECT 21 as hydro_simple_scenario_id, 158035 as generation_plant_id, 2005 as year, month, hydro_min_flow_mw, hydro_avg_flow_mw FROM switch.hydro_historical_monthly_capacity_factors WHERE generation_plant_id = 1157631108 AND hydro_simple_scenario_id = 1;
INSERT INTO switch.hydro_historical_monthly_capacity_factors (hydro_simple_scenario_id, generation_plant_id, year, month, hydro_min_flow_mw, hydro_avg_flow_mw) SELECT 21 as hydro_simple_scenario_id, 158033 as generation_plant_id, 2005 as year, month, hydro_min_flow_mw, hydro_avg_flow_mw FROM switch.hydro_historical_monthly_capacity_factors WHERE generation_plant_id = 1157631106 AND hydro_simple_scenario_id = 1;
INSERT INTO switch.hydro_historical_monthly_capacity_factors (hydro_simple_scenario_id, generation_plant_id, year, month, hydro_min_flow_mw, hydro_avg_flow_mw) SELECT 21 as hydro_simple_scenario_id, 158032 as generation_plant_id, 2005 as year, month, hydro_min_flow_mw, hydro_avg_flow_mw FROM switch.hydro_historical_monthly_capacity_factors WHERE generation_plant_id = 1157631105 AND hydro_simple_scenario_id = 1;
INSERT INTO switch.hydro_historical_monthly_capacity_factors (hydro_simple_scenario_id, generation_plant_id, year, month, hydro_min_flow_mw, hydro_avg_flow_mw) SELECT 21 as hydro_simple_scenario_id, 157862 as generation_plant_id, 2005 as year, month, hydro_min_flow_mw, hydro_avg_flow_mw FROM switch.hydro_historical_monthly_capacity_factors WHERE generation_plant_id = 5000846 AND hydro_simple_scenario_id = 1;
INSERT INTO switch.hydro_historical_monthly_capacity_factors (hydro_simple_scenario_id, generation_plant_id, year, month, hydro_min_flow_mw, hydro_avg_flow_mw) SELECT 21 as hydro_simple_scenario_id, 157831 as generation_plant_id, 2005 as year, month, hydro_min_flow_mw, hydro_avg_flow_mw FROM switch.hydro_historical_monthly_capacity_factors WHERE generation_plant_id = 5000815 AND hydro_simple_scenario_id = 1;
INSERT INTO switch.hydro_historical_monthly_capacity_factors (hydro_simple_scenario_id, generation_plant_id, year, month, hydro_min_flow_mw, hydro_avg_flow_mw) SELECT 21 as hydro_simple_scenario_id, 157863 as generation_plant_id, 2005 as year, month, hydro_min_flow_mw, hydro_avg_flow_mw FROM switch.hydro_historical_monthly_capacity_factors WHERE generation_plant_id = 5000847 AND hydro_simple_scenario_id = 1;
INSERT INTO switch.hydro_historical_monthly_capacity_factors (hydro_simple_scenario_id, generation_plant_id, year, month, hydro_min_flow_mw, hydro_avg_flow_mw) SELECT 21 as hydro_simple_scenario_id, 157864 as generation_plant_id, 2005 as year, month, hydro_min_flow_mw, hydro_avg_flow_mw FROM switch.hydro_historical_monthly_capacity_factors WHERE generation_plant_id = 5000848 AND hydro_simple_scenario_id = 1;
INSERT INTO switch.hydro_historical_monthly_capacity_factors (hydro_simple_scenario_id, generation_plant_id, year, month, hydro_min_flow_mw, hydro_avg_flow_mw) SELECT 21 as hydro_simple_scenario_id, 157865 as generation_plant_id, 2005 as year, month, hydro_min_flow_mw, hydro_avg_flow_mw FROM switch.hydro_historical_monthly_capacity_factors WHERE generation_plant_id = 5000849 AND hydro_simple_scenario_id = 1;
INSERT INTO switch.hydro_historical_monthly_capacity_factors (hydro_simple_scenario_id, generation_plant_id, year, month, hydro_min_flow_mw, hydro_avg_flow_mw) SELECT 21 as hydro_simple_scenario_id, 157866 as generation_plant_id, 2005 as year, month, hydro_min_flow_mw, hydro_avg_flow_mw FROM switch.hydro_historical_monthly_capacity_factors WHERE generation_plant_id = 5000850 AND hydro_simple_scenario_id = 1;
INSERT INTO switch.hydro_historical_monthly_capacity_factors (hydro_simple_scenario_id, generation_plant_id, year, month, hydro_min_flow_mw, hydro_avg_flow_mw) SELECT 21 as hydro_simple_scenario_id, 157993 as generation_plant_id, 2005 as year, month, hydro_min_flow_mw, hydro_avg_flow_mw FROM switch.hydro_historical_monthly_capacity_factors WHERE generation_plant_id = 1157631066 AND hydro_simple_scenario_id = 1;
INSERT INTO switch.hydro_historical_monthly_capacity_factors (hydro_simple_scenario_id, generation_plant_id, year, month, hydro_min_flow_mw, hydro_avg_flow_mw) SELECT 21 as hydro_simple_scenario_id, 157995 as generation_plant_id, 2005 as year, month, hydro_min_flow_mw, hydro_avg_flow_mw FROM switch.hydro_historical_monthly_capacity_factors WHERE generation_plant_id = 1157631068 AND hydro_simple_scenario_id = 1;
INSERT INTO switch.hydro_historical_monthly_capacity_factors (hydro_simple_scenario_id, generation_plant_id, year, month, hydro_min_flow_mw, hydro_avg_flow_mw) SELECT 21 as hydro_simple_scenario_id, 157867 as generation_plant_id, 2005 as year, month, hydro_min_flow_mw, hydro_avg_flow_mw FROM switch.hydro_historical_monthly_capacity_factors WHERE generation_plant_id = 5000851 AND hydro_simple_scenario_id = 1;
INSERT INTO switch.hydro_historical_monthly_capacity_factors (hydro_simple_scenario_id, generation_plant_id, year, month, hydro_min_flow_mw, hydro_avg_flow_mw) SELECT 21 as hydro_simple_scenario_id, 158006 as generation_plant_id, 2005 as year, month, hydro_min_flow_mw, hydro_avg_flow_mw FROM switch.hydro_historical_monthly_capacity_factors WHERE generation_plant_id = 1157631079 AND hydro_simple_scenario_id = 1;
INSERT INTO switch.hydro_historical_monthly_capacity_factors (hydro_simple_scenario_id, generation_plant_id, year, month, hydro_min_flow_mw, hydro_avg_flow_mw) SELECT 21 as hydro_simple_scenario_id, 157868 as generation_plant_id, 2005 as year, month, hydro_min_flow_mw, hydro_avg_flow_mw FROM switch.hydro_historical_monthly_capacity_factors WHERE generation_plant_id = 5000852 AND hydro_simple_scenario_id = 1;
INSERT INTO switch.hydro_historical_monthly_capacity_factors (hydro_simple_scenario_id, generation_plant_id, year, month, hydro_min_flow_mw, hydro_avg_flow_mw) SELECT 21 as hydro_simple_scenario_id, 157832 as generation_plant_id, 2005 as year, month, hydro_min_flow_mw, hydro_avg_flow_mw FROM switch.hydro_historical_monthly_capacity_factors WHERE generation_plant_id = 5000816 AND hydro_simple_scenario_id = 1;
INSERT INTO switch.hydro_historical_monthly_capacity_factors (hydro_simple_scenario_id, generation_plant_id, year, month, hydro_min_flow_mw, hydro_avg_flow_mw) SELECT 21 as hydro_simple_scenario_id, 157869 as generation_plant_id, 2005 as year, month, hydro_min_flow_mw, hydro_avg_flow_mw FROM switch.hydro_historical_monthly_capacity_factors WHERE generation_plant_id = 5000853 AND hydro_simple_scenario_id = 1;
INSERT INTO switch.hydro_historical_monthly_capacity_factors (hydro_simple_scenario_id, generation_plant_id, year, month, hydro_min_flow_mw, hydro_avg_flow_mw) SELECT 21 as hydro_simple_scenario_id, 157870 as generation_plant_id, 2005 as year, month, hydro_min_flow_mw, hydro_avg_flow_mw FROM switch.hydro_historical_monthly_capacity_factors WHERE generation_plant_id = 5000854 AND hydro_simple_scenario_id = 1;
INSERT INTO switch.hydro_historical_monthly_capacity_factors (hydro_simple_scenario_id, generation_plant_id, year, month, hydro_min_flow_mw, hydro_avg_flow_mw) SELECT 21 as hydro_simple_scenario_id, 157957 as generation_plant_id, 2005 as year, month, hydro_min_flow_mw, hydro_avg_flow_mw FROM switch.hydro_historical_monthly_capacity_factors WHERE generation_plant_id = 1157631030 AND hydro_simple_scenario_id = 1;
INSERT INTO switch.hydro_historical_monthly_capacity_factors (hydro_simple_scenario_id, generation_plant_id, year, month, hydro_min_flow_mw, hydro_avg_flow_mw) SELECT 21 as hydro_simple_scenario_id, 157954 as generation_plant_id, 2005 as year, month, hydro_min_flow_mw, hydro_avg_flow_mw FROM switch.hydro_historical_monthly_capacity_factors WHERE generation_plant_id = 1157631027 AND hydro_simple_scenario_id = 1;
INSERT INTO switch.hydro_historical_monthly_capacity_factors (hydro_simple_scenario_id, generation_plant_id, year, month, hydro_min_flow_mw, hydro_avg_flow_mw) SELECT 21 as hydro_simple_scenario_id, 157953 as generation_plant_id, 2005 as year, month, hydro_min_flow_mw, hydro_avg_flow_mw FROM switch.hydro_historical_monthly_capacity_factors WHERE generation_plant_id = 1157631026 AND hydro_simple_scenario_id = 1;
INSERT INTO switch.hydro_historical_monthly_capacity_factors (hydro_simple_scenario_id, generation_plant_id, year, month, hydro_min_flow_mw, hydro_avg_flow_mw) SELECT 21 as hydro_simple_scenario_id, 157871 as generation_plant_id, 2005 as year, month, hydro_min_flow_mw, hydro_avg_flow_mw FROM switch.hydro_historical_monthly_capacity_factors WHERE generation_plant_id = 5000855 AND hydro_simple_scenario_id = 1;
INSERT INTO switch.hydro_historical_monthly_capacity_factors (hydro_simple_scenario_id, generation_plant_id, year, month, hydro_min_flow_mw, hydro_avg_flow_mw) SELECT 21 as hydro_simple_scenario_id, 157872 as generation_plant_id, 2005 as year, month, hydro_min_flow_mw, hydro_avg_flow_mw FROM switch.hydro_historical_monthly_capacity_factors WHERE generation_plant_id = 5000856 AND hydro_simple_scenario_id = 1;
INSERT INTO switch.hydro_historical_monthly_capacity_factors (hydro_simple_scenario_id, generation_plant_id, year, month, hydro_min_flow_mw, hydro_avg_flow_mw) SELECT 21 as hydro_simple_scenario_id, 157873 as generation_plant_id, 2005 as year, month, hydro_min_flow_mw, hydro_avg_flow_mw FROM switch.hydro_historical_monthly_capacity_factors WHERE generation_plant_id = 5000857 AND hydro_simple_scenario_id = 1;
INSERT INTO switch.hydro_historical_monthly_capacity_factors (hydro_simple_scenario_id, generation_plant_id, year, month, hydro_min_flow_mw, hydro_avg_flow_mw) SELECT 21 as hydro_simple_scenario_id, 158045 as generation_plant_id, 2005 as year, month, hydro_min_flow_mw, hydro_avg_flow_mw FROM switch.hydro_historical_monthly_capacity_factors WHERE generation_plant_id = 1157631118 AND hydro_simple_scenario_id = 1;
INSERT INTO switch.hydro_historical_monthly_capacity_factors (hydro_simple_scenario_id, generation_plant_id, year, month, hydro_min_flow_mw, hydro_avg_flow_mw) SELECT 21 as hydro_simple_scenario_id, 157992 as generation_plant_id, 2005 as year, month, hydro_min_flow_mw, hydro_avg_flow_mw FROM switch.hydro_historical_monthly_capacity_factors WHERE generation_plant_id = 1157631065 AND hydro_simple_scenario_id = 1;
INSERT INTO switch.hydro_historical_monthly_capacity_factors (hydro_simple_scenario_id, generation_plant_id, year, month, hydro_min_flow_mw, hydro_avg_flow_mw) SELECT 21 as hydro_simple_scenario_id, 158025 as generation_plant_id, 2005 as year, month, hydro_min_flow_mw, hydro_avg_flow_mw FROM switch.hydro_historical_monthly_capacity_factors WHERE generation_plant_id = 1157631098 AND hydro_simple_scenario_id = 1;
INSERT INTO switch.hydro_historical_monthly_capacity_factors (hydro_simple_scenario_id, generation_plant_id, year, month, hydro_min_flow_mw, hydro_avg_flow_mw) SELECT 21 as hydro_simple_scenario_id, 157994 as generation_plant_id, 2005 as year, month, hydro_min_flow_mw, hydro_avg_flow_mw FROM switch.hydro_historical_monthly_capacity_factors WHERE generation_plant_id = 1157631067 AND hydro_simple_scenario_id = 1;
INSERT INTO switch.hydro_historical_monthly_capacity_factors (hydro_simple_scenario_id, generation_plant_id, year, month, hydro_min_flow_mw, hydro_avg_flow_mw) SELECT 21 as hydro_simple_scenario_id, 157986 as generation_plant_id, 2005 as year, month, hydro_min_flow_mw, hydro_avg_flow_mw FROM switch.hydro_historical_monthly_capacity_factors WHERE generation_plant_id = 1157631059 AND hydro_simple_scenario_id = 1;
INSERT INTO switch.hydro_historical_monthly_capacity_factors (hydro_simple_scenario_id, generation_plant_id, year, month, hydro_min_flow_mw, hydro_avg_flow_mw) SELECT 21 as hydro_simple_scenario_id, 157874 as generation_plant_id, 2005 as year, month, hydro_min_flow_mw, hydro_avg_flow_mw FROM switch.hydro_historical_monthly_capacity_factors WHERE generation_plant_id = 5000858 AND hydro_simple_scenario_id = 1;
INSERT INTO switch.hydro_historical_monthly_capacity_factors (hydro_simple_scenario_id, generation_plant_id, year, month, hydro_min_flow_mw, hydro_avg_flow_mw) SELECT 21 as hydro_simple_scenario_id, 157875 as generation_plant_id, 2005 as year, month, hydro_min_flow_mw, hydro_avg_flow_mw FROM switch.hydro_historical_monthly_capacity_factors WHERE generation_plant_id = 5000859 AND hydro_simple_scenario_id = 1;
INSERT INTO switch.hydro_historical_monthly_capacity_factors (hydro_simple_scenario_id, generation_plant_id, year, month, hydro_min_flow_mw, hydro_avg_flow_mw) SELECT 21 as hydro_simple_scenario_id, 157876 as generation_plant_id, 2005 as year, month, hydro_min_flow_mw, hydro_avg_flow_mw FROM switch.hydro_historical_monthly_capacity_factors WHERE generation_plant_id = 5000860 AND hydro_simple_scenario_id = 1;
INSERT INTO switch.hydro_historical_monthly_capacity_factors (hydro_simple_scenario_id, generation_plant_id, year, month, hydro_min_flow_mw, hydro_avg_flow_mw) SELECT 21 as hydro_simple_scenario_id, 158021 as generation_plant_id, 2005 as year, month, hydro_min_flow_mw, hydro_avg_flow_mw FROM switch.hydro_historical_monthly_capacity_factors WHERE generation_plant_id = 1157631094 AND hydro_simple_scenario_id = 1;
INSERT INTO switch.hydro_historical_monthly_capacity_factors (hydro_simple_scenario_id, generation_plant_id, year, month, hydro_min_flow_mw, hydro_avg_flow_mw) SELECT 21 as hydro_simple_scenario_id, 158026 as generation_plant_id, 2005 as year, month, hydro_min_flow_mw, hydro_avg_flow_mw FROM switch.hydro_historical_monthly_capacity_factors WHERE generation_plant_id = 1157631099 AND hydro_simple_scenario_id = 1;
INSERT INTO switch.hydro_historical_monthly_capacity_factors (hydro_simple_scenario_id, generation_plant_id, year, month, hydro_min_flow_mw, hydro_avg_flow_mw) SELECT 21 as hydro_simple_scenario_id, 158022 as generation_plant_id, 2005 as year, month, hydro_min_flow_mw, hydro_avg_flow_mw FROM switch.hydro_historical_monthly_capacity_factors WHERE generation_plant_id = 1157631095 AND hydro_simple_scenario_id = 1;
INSERT INTO switch.hydro_historical_monthly_capacity_factors (hydro_simple_scenario_id, generation_plant_id, year, month, hydro_min_flow_mw, hydro_avg_flow_mw) SELECT 21 as hydro_simple_scenario_id, 157877 as generation_plant_id, 2005 as year, month, hydro_min_flow_mw, hydro_avg_flow_mw FROM switch.hydro_historical_monthly_capacity_factors WHERE generation_plant_id = 5000861 AND hydro_simple_scenario_id = 1;
INSERT INTO switch.hydro_historical_monthly_capacity_factors (hydro_simple_scenario_id, generation_plant_id, year, month, hydro_min_flow_mw, hydro_avg_flow_mw) SELECT 21 as hydro_simple_scenario_id, 157948 as generation_plant_id, 2005 as year, month, hydro_min_flow_mw, hydro_avg_flow_mw FROM switch.hydro_historical_monthly_capacity_factors WHERE generation_plant_id = 1157631021 AND hydro_simple_scenario_id = 1;
INSERT INTO switch.hydro_historical_monthly_capacity_factors (hydro_simple_scenario_id, generation_plant_id, year, month, hydro_min_flow_mw, hydro_avg_flow_mw) SELECT 21 as hydro_simple_scenario_id, 157969 as generation_plant_id, 2005 as year, month, hydro_min_flow_mw, hydro_avg_flow_mw FROM switch.hydro_historical_monthly_capacity_factors WHERE generation_plant_id = 1157631042 AND hydro_simple_scenario_id = 1;
INSERT INTO switch.hydro_historical_monthly_capacity_factors (hydro_simple_scenario_id, generation_plant_id, year, month, hydro_min_flow_mw, hydro_avg_flow_mw) SELECT 21 as hydro_simple_scenario_id, 157973 as generation_plant_id, 2005 as year, month, hydro_min_flow_mw, hydro_avg_flow_mw FROM switch.hydro_historical_monthly_capacity_factors WHERE generation_plant_id = 1157631046 AND hydro_simple_scenario_id = 1;
INSERT INTO switch.hydro_historical_monthly_capacity_factors (hydro_simple_scenario_id, generation_plant_id, year, month, hydro_min_flow_mw, hydro_avg_flow_mw) SELECT 21 as hydro_simple_scenario_id, 157979 as generation_plant_id, 2005 as year, month, hydro_min_flow_mw, hydro_avg_flow_mw FROM switch.hydro_historical_monthly_capacity_factors WHERE generation_plant_id = 1157631052 AND hydro_simple_scenario_id = 1;
INSERT INTO switch.hydro_historical_monthly_capacity_factors (hydro_simple_scenario_id, generation_plant_id, year, month, hydro_min_flow_mw, hydro_avg_flow_mw) SELECT 21 as hydro_simple_scenario_id, 157833 as generation_plant_id, 2005 as year, month, hydro_min_flow_mw, hydro_avg_flow_mw FROM switch.hydro_historical_monthly_capacity_factors WHERE generation_plant_id = 5000817 AND hydro_simple_scenario_id = 1;
INSERT INTO switch.hydro_historical_monthly_capacity_factors (hydro_simple_scenario_id, generation_plant_id, year, month, hydro_min_flow_mw, hydro_avg_flow_mw) SELECT 21 as hydro_simple_scenario_id, 157878 as generation_plant_id, 2005 as year, month, hydro_min_flow_mw, hydro_avg_flow_mw FROM switch.hydro_historical_monthly_capacity_factors WHERE generation_plant_id = 5000862 AND hydro_simple_scenario_id = 1;
INSERT INTO switch.hydro_historical_monthly_capacity_factors (hydro_simple_scenario_id, generation_plant_id, year, month, hydro_min_flow_mw, hydro_avg_flow_mw) SELECT 21 as hydro_simple_scenario_id, 157834 as generation_plant_id, 2005 as year, month, hydro_min_flow_mw, hydro_avg_flow_mw FROM switch.hydro_historical_monthly_capacity_factors WHERE generation_plant_id = 5000818 AND hydro_simple_scenario_id = 1;
INSERT INTO switch.hydro_historical_monthly_capacity_factors (hydro_simple_scenario_id, generation_plant_id, year, month, hydro_min_flow_mw, hydro_avg_flow_mw) SELECT 21 as hydro_simple_scenario_id, 158057 as generation_plant_id, 2005 as year, month, hydro_min_flow_mw, hydro_avg_flow_mw FROM switch.hydro_historical_monthly_capacity_factors WHERE generation_plant_id = 1157631130 AND hydro_simple_scenario_id = 1;
INSERT INTO switch.hydro_historical_monthly_capacity_factors (hydro_simple_scenario_id, generation_plant_id, year, month, hydro_min_flow_mw, hydro_avg_flow_mw) SELECT 21 as hydro_simple_scenario_id, 157879 as generation_plant_id, 2005 as year, month, hydro_min_flow_mw, hydro_avg_flow_mw FROM switch.hydro_historical_monthly_capacity_factors WHERE generation_plant_id = 5000863 AND hydro_simple_scenario_id = 1;
INSERT INTO switch.hydro_historical_monthly_capacity_factors (hydro_simple_scenario_id, generation_plant_id, year, month, hydro_min_flow_mw, hydro_avg_flow_mw) SELECT 21 as hydro_simple_scenario_id, 157835 as generation_plant_id, 2005 as year, month, hydro_min_flow_mw, hydro_avg_flow_mw FROM switch.hydro_historical_monthly_capacity_factors WHERE generation_plant_id = 5000819 AND hydro_simple_scenario_id = 1;
INSERT INTO switch.hydro_historical_monthly_capacity_factors (hydro_simple_scenario_id, generation_plant_id, year, month, hydro_min_flow_mw, hydro_avg_flow_mw) SELECT 21 as hydro_simple_scenario_id, 157836 as generation_plant_id, 2005 as year, month, hydro_min_flow_mw, hydro_avg_flow_mw FROM switch.hydro_historical_monthly_capacity_factors WHERE generation_plant_id = 5000820 AND hydro_simple_scenario_id = 1;
INSERT INTO switch.hydro_historical_monthly_capacity_factors (hydro_simple_scenario_id, generation_plant_id, year, month, hydro_min_flow_mw, hydro_avg_flow_mw) SELECT 21 as hydro_simple_scenario_id, 157956 as generation_plant_id, 2005 as year, month, hydro_min_flow_mw, hydro_avg_flow_mw FROM switch.hydro_historical_monthly_capacity_factors WHERE generation_plant_id = 1157631029 AND hydro_simple_scenario_id = 1;
INSERT INTO switch.hydro_historical_monthly_capacity_factors (hydro_simple_scenario_id, generation_plant_id, year, month, hydro_min_flow_mw, hydro_avg_flow_mw) SELECT 21 as hydro_simple_scenario_id, 157951 as generation_plant_id, 2005 as year, month, hydro_min_flow_mw, hydro_avg_flow_mw FROM switch.hydro_historical_monthly_capacity_factors WHERE generation_plant_id = 1157631024 AND hydro_simple_scenario_id = 1;
INSERT INTO switch.hydro_historical_monthly_capacity_factors (hydro_simple_scenario_id, generation_plant_id, year, month, hydro_min_flow_mw, hydro_avg_flow_mw) SELECT 21 as hydro_simple_scenario_id, 157880 as generation_plant_id, 2005 as year, month, hydro_min_flow_mw, hydro_avg_flow_mw FROM switch.hydro_historical_monthly_capacity_factors WHERE generation_plant_id = 5000864 AND hydro_simple_scenario_id = 1;
INSERT INTO switch.hydro_historical_monthly_capacity_factors (hydro_simple_scenario_id, generation_plant_id, year, month, hydro_min_flow_mw, hydro_avg_flow_mw) SELECT 21 as hydro_simple_scenario_id, 157881 as generation_plant_id, 2005 as year, month, hydro_min_flow_mw, hydro_avg_flow_mw FROM switch.hydro_historical_monthly_capacity_factors WHERE generation_plant_id = 5000865 AND hydro_simple_scenario_id = 1;
INSERT INTO switch.hydro_historical_monthly_capacity_factors (hydro_simple_scenario_id, generation_plant_id, year, month, hydro_min_flow_mw, hydro_avg_flow_mw) SELECT 21 as hydro_simple_scenario_id, 157837 as generation_plant_id, 2005 as year, month, hydro_min_flow_mw, hydro_avg_flow_mw FROM switch.hydro_historical_monthly_capacity_factors WHERE generation_plant_id = 5000821 AND hydro_simple_scenario_id = 1;
INSERT INTO switch.hydro_historical_monthly_capacity_factors (hydro_simple_scenario_id, generation_plant_id, year, month, hydro_min_flow_mw, hydro_avg_flow_mw) SELECT 21 as hydro_simple_scenario_id, 157882 as generation_plant_id, 2005 as year, month, hydro_min_flow_mw, hydro_avg_flow_mw FROM switch.hydro_historical_monthly_capacity_factors WHERE generation_plant_id = 5000866 AND hydro_simple_scenario_id = 1;
INSERT INTO switch.hydro_historical_monthly_capacity_factors (hydro_simple_scenario_id, generation_plant_id, year, month, hydro_min_flow_mw, hydro_avg_flow_mw) SELECT 21 as hydro_simple_scenario_id, 157968 as generation_plant_id, 2005 as year, month, hydro_min_flow_mw, hydro_avg_flow_mw FROM switch.hydro_historical_monthly_capacity_factors WHERE generation_plant_id = 1157631041 AND hydro_simple_scenario_id = 1;
INSERT INTO switch.hydro_historical_monthly_capacity_factors (hydro_simple_scenario_id, generation_plant_id, year, month, hydro_min_flow_mw, hydro_avg_flow_mw) SELECT 21 as hydro_simple_scenario_id, 157967 as generation_plant_id, 2005 as year, month, hydro_min_flow_mw, hydro_avg_flow_mw FROM switch.hydro_historical_monthly_capacity_factors WHERE generation_plant_id = 1157631040 AND hydro_simple_scenario_id = 1;
INSERT INTO switch.hydro_historical_monthly_capacity_factors (hydro_simple_scenario_id, generation_plant_id, year, month, hydro_min_flow_mw, hydro_avg_flow_mw) SELECT 21 as hydro_simple_scenario_id, 157883 as generation_plant_id, 2005 as year, month, hydro_min_flow_mw, hydro_avg_flow_mw FROM switch.hydro_historical_monthly_capacity_factors WHERE generation_plant_id = 5000867 AND hydro_simple_scenario_id = 1;
INSERT INTO switch.hydro_historical_monthly_capacity_factors (hydro_simple_scenario_id, generation_plant_id, year, month, hydro_min_flow_mw, hydro_avg_flow_mw) SELECT 21 as hydro_simple_scenario_id, 157887 as generation_plant_id, 2005 as year, month, hydro_min_flow_mw, hydro_avg_flow_mw FROM switch.hydro_historical_monthly_capacity_factors WHERE generation_plant_id = 5000871 AND hydro_simple_scenario_id = 1;
INSERT INTO switch.hydro_historical_monthly_capacity_factors (hydro_simple_scenario_id, generation_plant_id, year, month, hydro_min_flow_mw, hydro_avg_flow_mw) SELECT 21 as hydro_simple_scenario_id, 157885 as generation_plant_id, 2005 as year, month, hydro_min_flow_mw, hydro_avg_flow_mw FROM switch.hydro_historical_monthly_capacity_factors WHERE generation_plant_id = 5000869 AND hydro_simple_scenario_id = 1;
INSERT INTO switch.hydro_historical_monthly_capacity_factors (hydro_simple_scenario_id, generation_plant_id, year, month, hydro_min_flow_mw, hydro_avg_flow_mw) SELECT 21 as hydro_simple_scenario_id, 157884 as generation_plant_id, 2005 as year, month, hydro_min_flow_mw, hydro_avg_flow_mw FROM switch.hydro_historical_monthly_capacity_factors WHERE generation_plant_id = 5000868 AND hydro_simple_scenario_id = 1;
INSERT INTO switch.hydro_historical_monthly_capacity_factors (hydro_simple_scenario_id, generation_plant_id, year, month, hydro_min_flow_mw, hydro_avg_flow_mw) SELECT 21 as hydro_simple_scenario_id, 157886 as generation_plant_id, 2005 as year, month, hydro_min_flow_mw, hydro_avg_flow_mw FROM switch.hydro_historical_monthly_capacity_factors WHERE generation_plant_id = 5000870 AND hydro_simple_scenario_id = 1;
INSERT INTO switch.hydro_historical_monthly_capacity_factors (hydro_simple_scenario_id, generation_plant_id, year, month, hydro_min_flow_mw, hydro_avg_flow_mw) SELECT 21 as hydro_simple_scenario_id, 157946 as generation_plant_id, 2005 as year, month, hydro_min_flow_mw, hydro_avg_flow_mw FROM switch.hydro_historical_monthly_capacity_factors WHERE generation_plant_id = 1157631019 AND hydro_simple_scenario_id = 1;
INSERT INTO switch.hydro_historical_monthly_capacity_factors (hydro_simple_scenario_id, generation_plant_id, year, month, hydro_min_flow_mw, hydro_avg_flow_mw) SELECT 21 as hydro_simple_scenario_id, 157944 as generation_plant_id, 2005 as year, month, hydro_min_flow_mw, hydro_avg_flow_mw FROM switch.hydro_historical_monthly_capacity_factors WHERE generation_plant_id = 1157631017 AND hydro_simple_scenario_id = 1;
INSERT INTO switch.hydro_historical_monthly_capacity_factors (hydro_simple_scenario_id, generation_plant_id, year, month, hydro_min_flow_mw, hydro_avg_flow_mw) SELECT 21 as hydro_simple_scenario_id, 157888 as generation_plant_id, 2005 as year, month, hydro_min_flow_mw, hydro_avg_flow_mw FROM switch.hydro_historical_monthly_capacity_factors WHERE generation_plant_id = 5000872 AND hydro_simple_scenario_id = 1;
INSERT INTO switch.hydro_historical_monthly_capacity_factors (hydro_simple_scenario_id, generation_plant_id, year, month, hydro_min_flow_mw, hydro_avg_flow_mw) SELECT 21 as hydro_simple_scenario_id, 157889 as generation_plant_id, 2005 as year, month, hydro_min_flow_mw, hydro_avg_flow_mw FROM switch.hydro_historical_monthly_capacity_factors WHERE generation_plant_id = 5000873 AND hydro_simple_scenario_id = 1;
INSERT INTO switch.hydro_historical_monthly_capacity_factors (hydro_simple_scenario_id, generation_plant_id, year, month, hydro_min_flow_mw, hydro_avg_flow_mw) SELECT 21 as hydro_simple_scenario_id, 157991 as generation_plant_id, 2005 as year, month, hydro_min_flow_mw, hydro_avg_flow_mw FROM switch.hydro_historical_monthly_capacity_factors WHERE generation_plant_id = 1157631064 AND hydro_simple_scenario_id = 1;
INSERT INTO switch.hydro_historical_monthly_capacity_factors (hydro_simple_scenario_id, generation_plant_id, year, month, hydro_min_flow_mw, hydro_avg_flow_mw) SELECT 21 as hydro_simple_scenario_id, 158041 as generation_plant_id, 2005 as year, month, hydro_min_flow_mw, hydro_avg_flow_mw FROM switch.hydro_historical_monthly_capacity_factors WHERE generation_plant_id = 1157631114 AND hydro_simple_scenario_id = 1;
INSERT INTO switch.hydro_historical_monthly_capacity_factors (hydro_simple_scenario_id, generation_plant_id, year, month, hydro_min_flow_mw, hydro_avg_flow_mw) SELECT 21 as hydro_simple_scenario_id, 158042 as generation_plant_id, 2005 as year, month, hydro_min_flow_mw, hydro_avg_flow_mw FROM switch.hydro_historical_monthly_capacity_factors WHERE generation_plant_id = 1157631115 AND hydro_simple_scenario_id = 1;
INSERT INTO switch.hydro_historical_monthly_capacity_factors (hydro_simple_scenario_id, generation_plant_id, year, month, hydro_min_flow_mw, hydro_avg_flow_mw) SELECT 21 as hydro_simple_scenario_id, 157890 as generation_plant_id, 2005 as year, month, hydro_min_flow_mw, hydro_avg_flow_mw FROM switch.hydro_historical_monthly_capacity_factors WHERE generation_plant_id = 5000874 AND hydro_simple_scenario_id = 1;
INSERT INTO switch.hydro_historical_monthly_capacity_factors (hydro_simple_scenario_id, generation_plant_id, year, month, hydro_min_flow_mw, hydro_avg_flow_mw) SELECT 21 as hydro_simple_scenario_id, 157891 as generation_plant_id, 2005 as year, month, hydro_min_flow_mw, hydro_avg_flow_mw FROM switch.hydro_historical_monthly_capacity_factors WHERE generation_plant_id = 5000875 AND hydro_simple_scenario_id = 1;
INSERT INTO switch.hydro_historical_monthly_capacity_factors (hydro_simple_scenario_id, generation_plant_id, year, month, hydro_min_flow_mw, hydro_avg_flow_mw) SELECT 21 as hydro_simple_scenario_id, 157892 as generation_plant_id, 2005 as year, month, hydro_min_flow_mw, hydro_avg_flow_mw FROM switch.hydro_historical_monthly_capacity_factors WHERE generation_plant_id = 5000876 AND hydro_simple_scenario_id = 1;
INSERT INTO switch.hydro_historical_monthly_capacity_factors (hydro_simple_scenario_id, generation_plant_id, year, month, hydro_min_flow_mw, hydro_avg_flow_mw) SELECT 21 as hydro_simple_scenario_id, 157893 as generation_plant_id, 2005 as year, month, hydro_min_flow_mw, hydro_avg_flow_mw FROM switch.hydro_historical_monthly_capacity_factors WHERE generation_plant_id = 5000877 AND hydro_simple_scenario_id = 1;
INSERT INTO switch.hydro_historical_monthly_capacity_factors (hydro_simple_scenario_id, generation_plant_id, year, month, hydro_min_flow_mw, hydro_avg_flow_mw) SELECT 21 as hydro_simple_scenario_id, 158020 as generation_plant_id, 2005 as year, month, hydro_min_flow_mw, hydro_avg_flow_mw FROM switch.hydro_historical_monthly_capacity_factors WHERE generation_plant_id = 1157631093 AND hydro_simple_scenario_id = 1;
INSERT INTO switch.hydro_historical_monthly_capacity_factors (hydro_simple_scenario_id, generation_plant_id, year, month, hydro_min_flow_mw, hydro_avg_flow_mw) SELECT 21 as hydro_simple_scenario_id, 158024 as generation_plant_id, 2005 as year, month, hydro_min_flow_mw, hydro_avg_flow_mw FROM switch.hydro_historical_monthly_capacity_factors WHERE generation_plant_id = 1157631097 AND hydro_simple_scenario_id = 1;
INSERT INTO switch.hydro_historical_monthly_capacity_factors (hydro_simple_scenario_id, generation_plant_id, year, month, hydro_min_flow_mw, hydro_avg_flow_mw) SELECT 21 as hydro_simple_scenario_id, 158054 as generation_plant_id, 2005 as year, month, hydro_min_flow_mw, hydro_avg_flow_mw FROM switch.hydro_historical_monthly_capacity_factors WHERE generation_plant_id = 1157631127 AND hydro_simple_scenario_id = 1;
INSERT INTO switch.hydro_historical_monthly_capacity_factors (hydro_simple_scenario_id, generation_plant_id, year, month, hydro_min_flow_mw, hydro_avg_flow_mw) SELECT 21 as hydro_simple_scenario_id, 158058 as generation_plant_id, 2005 as year, month, hydro_min_flow_mw, hydro_avg_flow_mw FROM switch.hydro_historical_monthly_capacity_factors WHERE generation_plant_id = 1157631131 AND hydro_simple_scenario_id = 1;
INSERT INTO switch.hydro_historical_monthly_capacity_factors (hydro_simple_scenario_id, generation_plant_id, year, month, hydro_min_flow_mw, hydro_avg_flow_mw) SELECT 21 as hydro_simple_scenario_id, 157996 as generation_plant_id, 2005 as year, month, hydro_min_flow_mw, hydro_avg_flow_mw FROM switch.hydro_historical_monthly_capacity_factors WHERE generation_plant_id = 1157631069 AND hydro_simple_scenario_id = 1;
INSERT INTO switch.hydro_historical_monthly_capacity_factors (hydro_simple_scenario_id, generation_plant_id, year, month, hydro_min_flow_mw, hydro_avg_flow_mw) SELECT 21 as hydro_simple_scenario_id, 158001 as generation_plant_id, 2005 as year, month, hydro_min_flow_mw, hydro_avg_flow_mw FROM switch.hydro_historical_monthly_capacity_factors WHERE generation_plant_id = 1157631074 AND hydro_simple_scenario_id = 1;
INSERT INTO switch.hydro_historical_monthly_capacity_factors (hydro_simple_scenario_id, generation_plant_id, year, month, hydro_min_flow_mw, hydro_avg_flow_mw) SELECT 21 as hydro_simple_scenario_id, 157998 as generation_plant_id, 2005 as year, month, hydro_min_flow_mw, hydro_avg_flow_mw FROM switch.hydro_historical_monthly_capacity_factors WHERE generation_plant_id = 1157631071 AND hydro_simple_scenario_id = 1;
INSERT INTO switch.hydro_historical_monthly_capacity_factors (hydro_simple_scenario_id, generation_plant_id, year, month, hydro_min_flow_mw, hydro_avg_flow_mw) SELECT 21 as hydro_simple_scenario_id, 157999 as generation_plant_id, 2005 as year, month, hydro_min_flow_mw, hydro_avg_flow_mw FROM switch.hydro_historical_monthly_capacity_factors WHERE generation_plant_id = 1157631072 AND hydro_simple_scenario_id = 1;
INSERT INTO switch.hydro_historical_monthly_capacity_factors (hydro_simple_scenario_id, generation_plant_id, year, month, hydro_min_flow_mw, hydro_avg_flow_mw) SELECT 21 as hydro_simple_scenario_id, 157894 as generation_plant_id, 2005 as year, month, hydro_min_flow_mw, hydro_avg_flow_mw FROM switch.hydro_historical_monthly_capacity_factors WHERE generation_plant_id = 5000878 AND hydro_simple_scenario_id = 1;
INSERT INTO switch.hydro_historical_monthly_capacity_factors (hydro_simple_scenario_id, generation_plant_id, year, month, hydro_min_flow_mw, hydro_avg_flow_mw) SELECT 21 as hydro_simple_scenario_id, 157895 as generation_plant_id, 2005 as year, month, hydro_min_flow_mw, hydro_avg_flow_mw FROM switch.hydro_historical_monthly_capacity_factors WHERE generation_plant_id = 5000879 AND hydro_simple_scenario_id = 1;
INSERT INTO switch.hydro_historical_monthly_capacity_factors (hydro_simple_scenario_id, generation_plant_id, year, month, hydro_min_flow_mw, hydro_avg_flow_mw) SELECT 21 as hydro_simple_scenario_id, 158000 as generation_plant_id, 2005 as year, month, hydro_min_flow_mw, hydro_avg_flow_mw FROM switch.hydro_historical_monthly_capacity_factors WHERE generation_plant_id = 1157631073 AND hydro_simple_scenario_id = 1;
INSERT INTO switch.hydro_historical_monthly_capacity_factors (hydro_simple_scenario_id, generation_plant_id, year, month, hydro_min_flow_mw, hydro_avg_flow_mw) SELECT 21 as hydro_simple_scenario_id, 157896 as generation_plant_id, 2005 as year, month, hydro_min_flow_mw, hydro_avg_flow_mw FROM switch.hydro_historical_monthly_capacity_factors WHERE generation_plant_id = 5000880 AND hydro_simple_scenario_id = 1;
INSERT INTO switch.hydro_historical_monthly_capacity_factors (hydro_simple_scenario_id, generation_plant_id, year, month, hydro_min_flow_mw, hydro_avg_flow_mw) SELECT 21 as hydro_simple_scenario_id, 157897 as generation_plant_id, 2005 as year, month, hydro_min_flow_mw, hydro_avg_flow_mw FROM switch.hydro_historical_monthly_capacity_factors WHERE generation_plant_id = 5000881 AND hydro_simple_scenario_id = 1;
INSERT INTO switch.hydro_historical_monthly_capacity_factors (hydro_simple_scenario_id, generation_plant_id, year, month, hydro_min_flow_mw, hydro_avg_flow_mw) SELECT 21 as hydro_simple_scenario_id, 157983 as generation_plant_id, 2005 as year, month, hydro_min_flow_mw, hydro_avg_flow_mw FROM switch.hydro_historical_monthly_capacity_factors WHERE generation_plant_id = 1157631056 AND hydro_simple_scenario_id = 1;
INSERT INTO switch.hydro_historical_monthly_capacity_factors (hydro_simple_scenario_id, generation_plant_id, year, month, hydro_min_flow_mw, hydro_avg_flow_mw) SELECT 21 as hydro_simple_scenario_id, 157990 as generation_plant_id, 2005 as year, month, hydro_min_flow_mw, hydro_avg_flow_mw FROM switch.hydro_historical_monthly_capacity_factors WHERE generation_plant_id = 1157631063 AND hydro_simple_scenario_id = 1;
INSERT INTO switch.hydro_historical_monthly_capacity_factors (hydro_simple_scenario_id, generation_plant_id, year, month, hydro_min_flow_mw, hydro_avg_flow_mw) SELECT 21 as hydro_simple_scenario_id, 157898 as generation_plant_id, 2005 as year, month, hydro_min_flow_mw, hydro_avg_flow_mw FROM switch.hydro_historical_monthly_capacity_factors WHERE generation_plant_id = 5000882 AND hydro_simple_scenario_id = 1;
INSERT INTO switch.hydro_historical_monthly_capacity_factors (hydro_simple_scenario_id, generation_plant_id, year, month, hydro_min_flow_mw, hydro_avg_flow_mw) SELECT 21 as hydro_simple_scenario_id, 157899 as generation_plant_id, 2005 as year, month, hydro_min_flow_mw, hydro_avg_flow_mw FROM switch.hydro_historical_monthly_capacity_factors WHERE generation_plant_id = 5000883 AND hydro_simple_scenario_id = 1;
INSERT INTO switch.hydro_historical_monthly_capacity_factors (hydro_simple_scenario_id, generation_plant_id, year, month, hydro_min_flow_mw, hydro_avg_flow_mw) SELECT 21 as hydro_simple_scenario_id, 157900 as generation_plant_id, 2005 as year, month, hydro_min_flow_mw, hydro_avg_flow_mw FROM switch.hydro_historical_monthly_capacity_factors WHERE generation_plant_id = 5000884 AND hydro_simple_scenario_id = 1;
INSERT INTO switch.hydro_historical_monthly_capacity_factors (hydro_simple_scenario_id, generation_plant_id, year, month, hydro_min_flow_mw, hydro_avg_flow_mw) SELECT 21 as hydro_simple_scenario_id, 157943 as generation_plant_id, 2005 as year, month, hydro_min_flow_mw, hydro_avg_flow_mw FROM switch.hydro_historical_monthly_capacity_factors WHERE generation_plant_id = 1157631016 AND hydro_simple_scenario_id = 1;
INSERT INTO switch.hydro_historical_monthly_capacity_factors (hydro_simple_scenario_id, generation_plant_id, year, month, hydro_min_flow_mw, hydro_avg_flow_mw) SELECT 21 as hydro_simple_scenario_id, 157947 as generation_plant_id, 2005 as year, month, hydro_min_flow_mw, hydro_avg_flow_mw FROM switch.hydro_historical_monthly_capacity_factors WHERE generation_plant_id = 1157631020 AND hydro_simple_scenario_id = 1;
INSERT INTO switch.hydro_historical_monthly_capacity_factors (hydro_simple_scenario_id, generation_plant_id, year, month, hydro_min_flow_mw, hydro_avg_flow_mw) SELECT 21 as hydro_simple_scenario_id, 157988 as generation_plant_id, 2005 as year, month, hydro_min_flow_mw, hydro_avg_flow_mw FROM switch.hydro_historical_monthly_capacity_factors WHERE generation_plant_id = 1157631061 AND hydro_simple_scenario_id = 1;
INSERT INTO switch.hydro_historical_monthly_capacity_factors (hydro_simple_scenario_id, generation_plant_id, year, month, hydro_min_flow_mw, hydro_avg_flow_mw) SELECT 21 as hydro_simple_scenario_id, 157901 as generation_plant_id, 2005 as year, month, hydro_min_flow_mw, hydro_avg_flow_mw FROM switch.hydro_historical_monthly_capacity_factors WHERE generation_plant_id = 5000885 AND hydro_simple_scenario_id = 1;
INSERT INTO switch.hydro_historical_monthly_capacity_factors (hydro_simple_scenario_id, generation_plant_id, year, month, hydro_min_flow_mw, hydro_avg_flow_mw) SELECT 21 as hydro_simple_scenario_id, 157838 as generation_plant_id, 2005 as year, month, hydro_min_flow_mw, hydro_avg_flow_mw FROM switch.hydro_historical_monthly_capacity_factors WHERE generation_plant_id = 5000822 AND hydro_simple_scenario_id = 1;
INSERT INTO switch.hydro_historical_monthly_capacity_factors (hydro_simple_scenario_id, generation_plant_id, year, month, hydro_min_flow_mw, hydro_avg_flow_mw) SELECT 21 as hydro_simple_scenario_id, 157987 as generation_plant_id, 2005 as year, month, hydro_min_flow_mw, hydro_avg_flow_mw FROM switch.hydro_historical_monthly_capacity_factors WHERE generation_plant_id = 1157631060 AND hydro_simple_scenario_id = 1;
INSERT INTO switch.hydro_historical_monthly_capacity_factors (hydro_simple_scenario_id, generation_plant_id, year, month, hydro_min_flow_mw, hydro_avg_flow_mw) SELECT 21 as hydro_simple_scenario_id, 157985 as generation_plant_id, 2005 as year, month, hydro_min_flow_mw, hydro_avg_flow_mw FROM switch.hydro_historical_monthly_capacity_factors WHERE generation_plant_id = 1157631058 AND hydro_simple_scenario_id = 1;
INSERT INTO switch.hydro_historical_monthly_capacity_factors (hydro_simple_scenario_id, generation_plant_id, year, month, hydro_min_flow_mw, hydro_avg_flow_mw) SELECT 21 as hydro_simple_scenario_id, 158052 as generation_plant_id, 2005 as year, month, hydro_min_flow_mw, hydro_avg_flow_mw FROM switch.hydro_historical_monthly_capacity_factors WHERE generation_plant_id = 1157631125 AND hydro_simple_scenario_id = 1;
INSERT INTO switch.hydro_historical_monthly_capacity_factors (hydro_simple_scenario_id, generation_plant_id, year, month, hydro_min_flow_mw, hydro_avg_flow_mw) SELECT 21 as hydro_simple_scenario_id, 158053 as generation_plant_id, 2005 as year, month, hydro_min_flow_mw, hydro_avg_flow_mw FROM switch.hydro_historical_monthly_capacity_factors WHERE generation_plant_id = 1157631126 AND hydro_simple_scenario_id = 1;
INSERT INTO switch.hydro_historical_monthly_capacity_factors (hydro_simple_scenario_id, generation_plant_id, year, month, hydro_min_flow_mw, hydro_avg_flow_mw) SELECT 21 as hydro_simple_scenario_id, 158005 as generation_plant_id, 2005 as year, month, hydro_min_flow_mw, hydro_avg_flow_mw FROM switch.hydro_historical_monthly_capacity_factors WHERE generation_plant_id = 1157631078 AND hydro_simple_scenario_id = 1;
INSERT INTO switch.hydro_historical_monthly_capacity_factors (hydro_simple_scenario_id, generation_plant_id, year, month, hydro_min_flow_mw, hydro_avg_flow_mw) SELECT 21 as hydro_simple_scenario_id, 158003 as generation_plant_id, 2005 as year, month, hydro_min_flow_mw, hydro_avg_flow_mw FROM switch.hydro_historical_monthly_capacity_factors WHERE generation_plant_id = 1157631076 AND hydro_simple_scenario_id = 1;
INSERT INTO switch.hydro_historical_monthly_capacity_factors (hydro_simple_scenario_id, generation_plant_id, year, month, hydro_min_flow_mw, hydro_avg_flow_mw) SELECT 21 as hydro_simple_scenario_id, 157984 as generation_plant_id, 2005 as year, month, hydro_min_flow_mw, hydro_avg_flow_mw FROM switch.hydro_historical_monthly_capacity_factors WHERE generation_plant_id = 1157631057 AND hydro_simple_scenario_id = 1;
INSERT INTO switch.hydro_historical_monthly_capacity_factors (hydro_simple_scenario_id, generation_plant_id, year, month, hydro_min_flow_mw, hydro_avg_flow_mw) SELECT 21 as hydro_simple_scenario_id, 157902 as generation_plant_id, 2005 as year, month, hydro_min_flow_mw, hydro_avg_flow_mw FROM switch.hydro_historical_monthly_capacity_factors WHERE generation_plant_id = 5000886 AND hydro_simple_scenario_id = 1;
INSERT INTO switch.hydro_historical_monthly_capacity_factors (hydro_simple_scenario_id, generation_plant_id, year, month, hydro_min_flow_mw, hydro_avg_flow_mw) SELECT 21 as hydro_simple_scenario_id, 157903 as generation_plant_id, 2005 as year, month, hydro_min_flow_mw, hydro_avg_flow_mw FROM switch.hydro_historical_monthly_capacity_factors WHERE generation_plant_id = 5000887 AND hydro_simple_scenario_id = 1;
INSERT INTO switch.hydro_historical_monthly_capacity_factors (hydro_simple_scenario_id, generation_plant_id, year, month, hydro_min_flow_mw, hydro_avg_flow_mw) SELECT 21 as hydro_simple_scenario_id, 157955 as generation_plant_id, 2005 as year, month, hydro_min_flow_mw, hydro_avg_flow_mw FROM switch.hydro_historical_monthly_capacity_factors WHERE generation_plant_id = 1157631028 AND hydro_simple_scenario_id = 1;
INSERT INTO switch.hydro_historical_monthly_capacity_factors (hydro_simple_scenario_id, generation_plant_id, year, month, hydro_min_flow_mw, hydro_avg_flow_mw) SELECT 21 as hydro_simple_scenario_id, 157839 as generation_plant_id, 2005 as year, month, hydro_min_flow_mw, hydro_avg_flow_mw FROM switch.hydro_historical_monthly_capacity_factors WHERE generation_plant_id = 5000823 AND hydro_simple_scenario_id = 1;
INSERT INTO switch.hydro_historical_monthly_capacity_factors (hydro_simple_scenario_id, generation_plant_id, year, month, hydro_min_flow_mw, hydro_avg_flow_mw) SELECT 21 as hydro_simple_scenario_id, 157904 as generation_plant_id, 2005 as year, month, hydro_min_flow_mw, hydro_avg_flow_mw FROM switch.hydro_historical_monthly_capacity_factors WHERE generation_plant_id = 5000888 AND hydro_simple_scenario_id = 1;
INSERT INTO switch.hydro_historical_monthly_capacity_factors (hydro_simple_scenario_id, generation_plant_id, year, month, hydro_min_flow_mw, hydro_avg_flow_mw) SELECT 21 as hydro_simple_scenario_id, 158023 as generation_plant_id, 2005 as year, month, hydro_min_flow_mw, hydro_avg_flow_mw FROM switch.hydro_historical_monthly_capacity_factors WHERE generation_plant_id = 1157631096 AND hydro_simple_scenario_id = 1;
INSERT INTO switch.hydro_historical_monthly_capacity_factors (hydro_simple_scenario_id, generation_plant_id, year, month, hydro_min_flow_mw, hydro_avg_flow_mw) SELECT 21 as hydro_simple_scenario_id, 157989 as generation_plant_id, 2005 as year, month, hydro_min_flow_mw, hydro_avg_flow_mw FROM switch.hydro_historical_monthly_capacity_factors WHERE generation_plant_id = 1157631062 AND hydro_simple_scenario_id = 1;
INSERT INTO switch.hydro_historical_monthly_capacity_factors (hydro_simple_scenario_id, generation_plant_id, year, month, hydro_min_flow_mw, hydro_avg_flow_mw) SELECT 21 as hydro_simple_scenario_id, 157905 as generation_plant_id, 2005 as year, month, hydro_min_flow_mw, hydro_avg_flow_mw FROM switch.hydro_historical_monthly_capacity_factors WHERE generation_plant_id = 5000889 AND hydro_simple_scenario_id = 1;
INSERT INTO switch.hydro_historical_monthly_capacity_factors (hydro_simple_scenario_id, generation_plant_id, year, month, hydro_min_flow_mw, hydro_avg_flow_mw) SELECT 21 as hydro_simple_scenario_id, 157906 as generation_plant_id, 2005 as year, month, hydro_min_flow_mw, hydro_avg_flow_mw FROM switch.hydro_historical_monthly_capacity_factors WHERE generation_plant_id = 5000890 AND hydro_simple_scenario_id = 1;
INSERT INTO switch.hydro_historical_monthly_capacity_factors (hydro_simple_scenario_id, generation_plant_id, year, month, hydro_min_flow_mw, hydro_avg_flow_mw) SELECT 21 as hydro_simple_scenario_id, 157907 as generation_plant_id, 2005 as year, month, hydro_min_flow_mw, hydro_avg_flow_mw FROM switch.hydro_historical_monthly_capacity_factors WHERE generation_plant_id = 5000891 AND hydro_simple_scenario_id = 1;
INSERT INTO switch.hydro_historical_monthly_capacity_factors (hydro_simple_scenario_id, generation_plant_id, year, month, hydro_min_flow_mw, hydro_avg_flow_mw) SELECT 21 as hydro_simple_scenario_id, 157908 as generation_plant_id, 2005 as year, month, hydro_min_flow_mw, hydro_avg_flow_mw FROM switch.hydro_historical_monthly_capacity_factors WHERE generation_plant_id = 5000892 AND hydro_simple_scenario_id = 1;
INSERT INTO switch.hydro_historical_monthly_capacity_factors (hydro_simple_scenario_id, generation_plant_id, year, month, hydro_min_flow_mw, hydro_avg_flow_mw) SELECT 21 as hydro_simple_scenario_id, 158011 as generation_plant_id, 2005 as year, month, hydro_min_flow_mw, hydro_avg_flow_mw FROM switch.hydro_historical_monthly_capacity_factors WHERE generation_plant_id = 1157631084 AND hydro_simple_scenario_id = 1;
INSERT INTO switch.hydro_historical_monthly_capacity_factors (hydro_simple_scenario_id, generation_plant_id, year, month, hydro_min_flow_mw, hydro_avg_flow_mw) SELECT 21 as hydro_simple_scenario_id, 158013 as generation_plant_id, 2005 as year, month, hydro_min_flow_mw, hydro_avg_flow_mw FROM switch.hydro_historical_monthly_capacity_factors WHERE generation_plant_id = 1157631086 AND hydro_simple_scenario_id = 1;
INSERT INTO switch.hydro_historical_monthly_capacity_factors (hydro_simple_scenario_id, generation_plant_id, year, month, hydro_min_flow_mw, hydro_avg_flow_mw) SELECT 21 as hydro_simple_scenario_id, 157840 as generation_plant_id, 2005 as year, month, hydro_min_flow_mw, hydro_avg_flow_mw FROM switch.hydro_historical_monthly_capacity_factors WHERE generation_plant_id = 5000824 AND hydro_simple_scenario_id = 1;
INSERT INTO switch.hydro_historical_monthly_capacity_factors (hydro_simple_scenario_id, generation_plant_id, year, month, hydro_min_flow_mw, hydro_avg_flow_mw) SELECT 21 as hydro_simple_scenario_id, 158012 as generation_plant_id, 2005 as year, month, hydro_min_flow_mw, hydro_avg_flow_mw FROM switch.hydro_historical_monthly_capacity_factors WHERE generation_plant_id = 1157631085 AND hydro_simple_scenario_id = 1;
INSERT INTO switch.hydro_historical_monthly_capacity_factors (hydro_simple_scenario_id, generation_plant_id, year, month, hydro_min_flow_mw, hydro_avg_flow_mw) SELECT 21 as hydro_simple_scenario_id, 157909 as generation_plant_id, 2005 as year, month, hydro_min_flow_mw, hydro_avg_flow_mw FROM switch.hydro_historical_monthly_capacity_factors WHERE generation_plant_id = 5000893 AND hydro_simple_scenario_id = 1;
INSERT INTO switch.hydro_historical_monthly_capacity_factors (hydro_simple_scenario_id, generation_plant_id, year, month, hydro_min_flow_mw, hydro_avg_flow_mw) SELECT 21 as hydro_simple_scenario_id, 158002 as generation_plant_id, 2005 as year, month, hydro_min_flow_mw, hydro_avg_flow_mw FROM switch.hydro_historical_monthly_capacity_factors WHERE generation_plant_id = 1157631075 AND hydro_simple_scenario_id = 1;
INSERT INTO switch.hydro_historical_monthly_capacity_factors (hydro_simple_scenario_id, generation_plant_id, year, month, hydro_min_flow_mw, hydro_avg_flow_mw) SELECT 21 as hydro_simple_scenario_id, 157841 as generation_plant_id, 2005 as year, month, hydro_min_flow_mw, hydro_avg_flow_mw FROM switch.hydro_historical_monthly_capacity_factors WHERE generation_plant_id = 5000825 AND hydro_simple_scenario_id = 1;
INSERT INTO switch.hydro_historical_monthly_capacity_factors (hydro_simple_scenario_id, generation_plant_id, year, month, hydro_min_flow_mw, hydro_avg_flow_mw) SELECT 21 as hydro_simple_scenario_id, 157997 as generation_plant_id, 2005 as year, month, hydro_min_flow_mw, hydro_avg_flow_mw FROM switch.hydro_historical_monthly_capacity_factors WHERE generation_plant_id = 1157631070 AND hydro_simple_scenario_id = 1;
INSERT INTO switch.hydro_historical_monthly_capacity_factors (hydro_simple_scenario_id, generation_plant_id, year, month, hydro_min_flow_mw, hydro_avg_flow_mw) SELECT 21 as hydro_simple_scenario_id, 158004 as generation_plant_id, 2005 as year, month, hydro_min_flow_mw, hydro_avg_flow_mw FROM switch.hydro_historical_monthly_capacity_factors WHERE generation_plant_id = 1157631077 AND hydro_simple_scenario_id = 1;
INSERT INTO switch.hydro_historical_monthly_capacity_factors (hydro_simple_scenario_id, generation_plant_id, year, month, hydro_min_flow_mw, hydro_avg_flow_mw) SELECT 21 as hydro_simple_scenario_id, 157910 as generation_plant_id, 2005 as year, month, hydro_min_flow_mw, hydro_avg_flow_mw FROM switch.hydro_historical_monthly_capacity_factors WHERE generation_plant_id = 5000894 AND hydro_simple_scenario_id = 1;
INSERT INTO switch.hydro_historical_monthly_capacity_factors (hydro_simple_scenario_id, generation_plant_id, year, month, hydro_min_flow_mw, hydro_avg_flow_mw) SELECT 21 as hydro_simple_scenario_id, 157911 as generation_plant_id, 2005 as year, month, hydro_min_flow_mw, hydro_avg_flow_mw FROM switch.hydro_historical_monthly_capacity_factors WHERE generation_plant_id = 5000895 AND hydro_simple_scenario_id = 1;
INSERT INTO switch.hydro_historical_monthly_capacity_factors (hydro_simple_scenario_id, generation_plant_id, year, month, hydro_min_flow_mw, hydro_avg_flow_mw) SELECT 21 as hydro_simple_scenario_id, 157922 as generation_plant_id, 2005 as year, month, hydro_min_flow_mw, hydro_avg_flow_mw FROM switch.hydro_historical_monthly_capacity_factors WHERE generation_plant_id = 5000906 AND hydro_simple_scenario_id = 1;
INSERT INTO switch.hydro_historical_monthly_capacity_factors (hydro_simple_scenario_id, generation_plant_id, year, month, hydro_min_flow_mw, hydro_avg_flow_mw) SELECT 21 as hydro_simple_scenario_id, 157982 as generation_plant_id, 2005 as year, month, hydro_min_flow_mw, hydro_avg_flow_mw FROM switch.hydro_historical_monthly_capacity_factors WHERE generation_plant_id = 1157631055 AND hydro_simple_scenario_id = 1;
INSERT INTO switch.hydro_historical_monthly_capacity_factors (hydro_simple_scenario_id, generation_plant_id, year, month, hydro_min_flow_mw, hydro_avg_flow_mw) SELECT 21 as hydro_simple_scenario_id, 157981 as generation_plant_id, 2005 as year, month, hydro_min_flow_mw, hydro_avg_flow_mw FROM switch.hydro_historical_monthly_capacity_factors WHERE generation_plant_id = 1157631054 AND hydro_simple_scenario_id = 1;
INSERT INTO switch.hydro_historical_monthly_capacity_factors (hydro_simple_scenario_id, generation_plant_id, year, month, hydro_min_flow_mw, hydro_avg_flow_mw) SELECT 21 as hydro_simple_scenario_id, 157980 as generation_plant_id, 2005 as year, month, hydro_min_flow_mw, hydro_avg_flow_mw FROM switch.hydro_historical_monthly_capacity_factors WHERE generation_plant_id = 1157631053 AND hydro_simple_scenario_id = 1;
INSERT INTO switch.hydro_historical_monthly_capacity_factors (hydro_simple_scenario_id, generation_plant_id, year, month, hydro_min_flow_mw, hydro_avg_flow_mw) SELECT 21 as hydro_simple_scenario_id, 157942 as generation_plant_id, 2005 as year, month, hydro_min_flow_mw, hydro_avg_flow_mw FROM switch.hydro_historical_monthly_capacity_factors WHERE generation_plant_id = 1157631015 AND hydro_simple_scenario_id = 1;
INSERT INTO switch.hydro_historical_monthly_capacity_factors (hydro_simple_scenario_id, generation_plant_id, year, month, hydro_min_flow_mw, hydro_avg_flow_mw) SELECT 21 as hydro_simple_scenario_id, 157912 as generation_plant_id, 2005 as year, month, hydro_min_flow_mw, hydro_avg_flow_mw FROM switch.hydro_historical_monthly_capacity_factors WHERE generation_plant_id = 5000896 AND hydro_simple_scenario_id = 1;
INSERT INTO switch.hydro_historical_monthly_capacity_factors (hydro_simple_scenario_id, generation_plant_id, year, month, hydro_min_flow_mw, hydro_avg_flow_mw) SELECT 21 as hydro_simple_scenario_id, 157913 as generation_plant_id, 2005 as year, month, hydro_min_flow_mw, hydro_avg_flow_mw FROM switch.hydro_historical_monthly_capacity_factors WHERE generation_plant_id = 5000897 AND hydro_simple_scenario_id = 1;
INSERT INTO switch.hydro_historical_monthly_capacity_factors (hydro_simple_scenario_id, generation_plant_id, year, month, hydro_min_flow_mw, hydro_avg_flow_mw) SELECT 21 as hydro_simple_scenario_id, 157914 as generation_plant_id, 2005 as year, month, hydro_min_flow_mw, hydro_avg_flow_mw FROM switch.hydro_historical_monthly_capacity_factors WHERE generation_plant_id = 5000898 AND hydro_simple_scenario_id = 1;
INSERT INTO switch.hydro_historical_monthly_capacity_factors (hydro_simple_scenario_id, generation_plant_id, year, month, hydro_min_flow_mw, hydro_avg_flow_mw) SELECT 21 as hydro_simple_scenario_id, 157915 as generation_plant_id, 2005 as year, month, hydro_min_flow_mw, hydro_avg_flow_mw FROM switch.hydro_historical_monthly_capacity_factors WHERE generation_plant_id = 5000899 AND hydro_simple_scenario_id = 1;
INSERT INTO switch.hydro_historical_monthly_capacity_factors (hydro_simple_scenario_id, generation_plant_id, year, month, hydro_min_flow_mw, hydro_avg_flow_mw) SELECT 21 as hydro_simple_scenario_id, 157916 as generation_plant_id, 2005 as year, month, hydro_min_flow_mw, hydro_avg_flow_mw FROM switch.hydro_historical_monthly_capacity_factors WHERE generation_plant_id = 5000900 AND hydro_simple_scenario_id = 1;
INSERT INTO switch.hydro_historical_monthly_capacity_factors (hydro_simple_scenario_id, generation_plant_id, year, month, hydro_min_flow_mw, hydro_avg_flow_mw) SELECT 21 as hydro_simple_scenario_id, 157974 as generation_plant_id, 2005 as year, month, hydro_min_flow_mw, hydro_avg_flow_mw FROM switch.hydro_historical_monthly_capacity_factors WHERE generation_plant_id = 1157631047 AND hydro_simple_scenario_id = 1;
INSERT INTO switch.hydro_historical_monthly_capacity_factors (hydro_simple_scenario_id, generation_plant_id, year, month, hydro_min_flow_mw, hydro_avg_flow_mw) SELECT 21 as hydro_simple_scenario_id, 157976 as generation_plant_id, 2005 as year, month, hydro_min_flow_mw, hydro_avg_flow_mw FROM switch.hydro_historical_monthly_capacity_factors WHERE generation_plant_id = 1157631049 AND hydro_simple_scenario_id = 1;
INSERT INTO switch.hydro_historical_monthly_capacity_factors (hydro_simple_scenario_id, generation_plant_id, year, month, hydro_min_flow_mw, hydro_avg_flow_mw) SELECT 21 as hydro_simple_scenario_id, 157917 as generation_plant_id, 2005 as year, month, hydro_min_flow_mw, hydro_avg_flow_mw FROM switch.hydro_historical_monthly_capacity_factors WHERE generation_plant_id = 5000901 AND hydro_simple_scenario_id = 1;
INSERT INTO switch.hydro_historical_monthly_capacity_factors (hydro_simple_scenario_id, generation_plant_id, year, month, hydro_min_flow_mw, hydro_avg_flow_mw) SELECT 21 as hydro_simple_scenario_id, 157918 as generation_plant_id, 2005 as year, month, hydro_min_flow_mw, hydro_avg_flow_mw FROM switch.hydro_historical_monthly_capacity_factors WHERE generation_plant_id = 5000902 AND hydro_simple_scenario_id = 1;
INSERT INTO switch.hydro_historical_monthly_capacity_factors (hydro_simple_scenario_id, generation_plant_id, year, month, hydro_min_flow_mw, hydro_avg_flow_mw) SELECT 21 as hydro_simple_scenario_id, 157919 as generation_plant_id, 2005 as year, month, hydro_min_flow_mw, hydro_avg_flow_mw FROM switch.hydro_historical_monthly_capacity_factors WHERE generation_plant_id = 5000903 AND hydro_simple_scenario_id = 1;
INSERT INTO switch.hydro_historical_monthly_capacity_factors (hydro_simple_scenario_id, generation_plant_id, year, month, hydro_min_flow_mw, hydro_avg_flow_mw) SELECT 21 as hydro_simple_scenario_id, 157920 as generation_plant_id, 2005 as year, month, hydro_min_flow_mw, hydro_avg_flow_mw FROM switch.hydro_historical_monthly_capacity_factors WHERE generation_plant_id = 5000904 AND hydro_simple_scenario_id = 1;
INSERT INTO switch.hydro_historical_monthly_capacity_factors (hydro_simple_scenario_id, generation_plant_id, year, month, hydro_min_flow_mw, hydro_avg_flow_mw) SELECT 21 as hydro_simple_scenario_id, 157921 as generation_plant_id, 2005 as year, month, hydro_min_flow_mw, hydro_avg_flow_mw FROM switch.hydro_historical_monthly_capacity_factors WHERE generation_plant_id = 5000905 AND hydro_simple_scenario_id = 1;
INSERT INTO switch.hydro_historical_monthly_capacity_factors (hydro_simple_scenario_id, generation_plant_id, year, month, hydro_min_flow_mw, hydro_avg_flow_mw) SELECT 21 as hydro_simple_scenario_id, 157842 as generation_plant_id, 2005 as year, month, hydro_min_flow_mw, hydro_avg_flow_mw FROM switch.hydro_historical_monthly_capacity_factors WHERE generation_plant_id = 5000826 AND hydro_simple_scenario_id = 1;
INSERT INTO switch.hydro_historical_monthly_capacity_factors (hydro_simple_scenario_id, generation_plant_id, year, month, hydro_min_flow_mw, hydro_avg_flow_mw) SELECT 21 as hydro_simple_scenario_id, 157924 as generation_plant_id, 2005 as year, month, hydro_min_flow_mw, hydro_avg_flow_mw FROM switch.hydro_historical_monthly_capacity_factors WHERE generation_plant_id = 5000908 AND hydro_simple_scenario_id = 1;
INSERT INTO switch.hydro_historical_monthly_capacity_factors (hydro_simple_scenario_id, generation_plant_id, year, month, hydro_min_flow_mw, hydro_avg_flow_mw) SELECT 21 as hydro_simple_scenario_id, 157923 as generation_plant_id, 2005 as year, month, hydro_min_flow_mw, hydro_avg_flow_mw FROM switch.hydro_historical_monthly_capacity_factors WHERE generation_plant_id = 5000907 AND hydro_simple_scenario_id = 1;
INSERT INTO switch.hydro_historical_monthly_capacity_factors (hydro_simple_scenario_id, generation_plant_id, year, month, hydro_min_flow_mw, hydro_avg_flow_mw) SELECT 21 as hydro_simple_scenario_id, 157925 as generation_plant_id, 2005 as year, month, hydro_min_flow_mw, hydro_avg_flow_mw FROM switch.hydro_historical_monthly_capacity_factors WHERE generation_plant_id = 5000909 AND hydro_simple_scenario_id = 1;
INSERT INTO switch.hydro_historical_monthly_capacity_factors (hydro_simple_scenario_id, generation_plant_id, year, month, hydro_min_flow_mw, hydro_avg_flow_mw) SELECT 21 as hydro_simple_scenario_id, 157926 as generation_plant_id, 2005 as year, month, hydro_min_flow_mw, hydro_avg_flow_mw FROM switch.hydro_historical_monthly_capacity_factors WHERE generation_plant_id = 5000910 AND hydro_simple_scenario_id = 1;
INSERT INTO switch.hydro_historical_monthly_capacity_factors (hydro_simple_scenario_id, generation_plant_id, year, month, hydro_min_flow_mw, hydro_avg_flow_mw) SELECT 21 as hydro_simple_scenario_id, 158017 as generation_plant_id, 2005 as year, month, hydro_min_flow_mw, hydro_avg_flow_mw FROM switch.hydro_historical_monthly_capacity_factors WHERE generation_plant_id = 1157631090 AND hydro_simple_scenario_id = 1;
INSERT INTO switch.hydro_historical_monthly_capacity_factors (hydro_simple_scenario_id, generation_plant_id, year, month, hydro_min_flow_mw, hydro_avg_flow_mw) SELECT 21 as hydro_simple_scenario_id, 158016 as generation_plant_id, 2005 as year, month, hydro_min_flow_mw, hydro_avg_flow_mw FROM switch.hydro_historical_monthly_capacity_factors WHERE generation_plant_id = 1157631089 AND hydro_simple_scenario_id = 1;
INSERT INTO switch.hydro_historical_monthly_capacity_factors (hydro_simple_scenario_id, generation_plant_id, year, month, hydro_min_flow_mw, hydro_avg_flow_mw) SELECT 21 as hydro_simple_scenario_id, 158015 as generation_plant_id, 2005 as year, month, hydro_min_flow_mw, hydro_avg_flow_mw FROM switch.hydro_historical_monthly_capacity_factors WHERE generation_plant_id = 1157631088 AND hydro_simple_scenario_id = 1;
INSERT INTO switch.hydro_historical_monthly_capacity_factors (hydro_simple_scenario_id, generation_plant_id, year, month, hydro_min_flow_mw, hydro_avg_flow_mw) SELECT 21 as hydro_simple_scenario_id, 157975 as generation_plant_id, 2005 as year, month, hydro_min_flow_mw, hydro_avg_flow_mw FROM switch.hydro_historical_monthly_capacity_factors WHERE generation_plant_id = 1157631048 AND hydro_simple_scenario_id = 1;
INSERT INTO switch.hydro_historical_monthly_capacity_factors (hydro_simple_scenario_id, generation_plant_id, year, month, hydro_min_flow_mw, hydro_avg_flow_mw) SELECT 21 as hydro_simple_scenario_id, 157977 as generation_plant_id, 2005 as year, month, hydro_min_flow_mw, hydro_avg_flow_mw FROM switch.hydro_historical_monthly_capacity_factors WHERE generation_plant_id = 1157631050 AND hydro_simple_scenario_id = 1;
INSERT INTO switch.hydro_historical_monthly_capacity_factors (hydro_simple_scenario_id, generation_plant_id, year, month, hydro_min_flow_mw, hydro_avg_flow_mw) SELECT 21 as hydro_simple_scenario_id, 157963 as generation_plant_id, 2005 as year, month, hydro_min_flow_mw, hydro_avg_flow_mw FROM switch.hydro_historical_monthly_capacity_factors WHERE generation_plant_id = 1157631036 AND hydro_simple_scenario_id = 1;
INSERT INTO switch.hydro_historical_monthly_capacity_factors (hydro_simple_scenario_id, generation_plant_id, year, month, hydro_min_flow_mw, hydro_avg_flow_mw) SELECT 21 as hydro_simple_scenario_id, 157964 as generation_plant_id, 2005 as year, month, hydro_min_flow_mw, hydro_avg_flow_mw FROM switch.hydro_historical_monthly_capacity_factors WHERE generation_plant_id = 1157631037 AND hydro_simple_scenario_id = 1;
INSERT INTO switch.hydro_historical_monthly_capacity_factors (hydro_simple_scenario_id, generation_plant_id, year, month, hydro_min_flow_mw, hydro_avg_flow_mw) SELECT 21 as hydro_simple_scenario_id, 157965 as generation_plant_id, 2005 as year, month, hydro_min_flow_mw, hydro_avg_flow_mw FROM switch.hydro_historical_monthly_capacity_factors WHERE generation_plant_id = 1157631038 AND hydro_simple_scenario_id = 1;
INSERT INTO switch.hydro_historical_monthly_capacity_factors (hydro_simple_scenario_id, generation_plant_id, year, month, hydro_min_flow_mw, hydro_avg_flow_mw) SELECT 21 as hydro_simple_scenario_id, 157966 as generation_plant_id, 2005 as year, month, hydro_min_flow_mw, hydro_avg_flow_mw FROM switch.hydro_historical_monthly_capacity_factors WHERE generation_plant_id = 1157631039 AND hydro_simple_scenario_id = 1;
INSERT INTO switch.hydro_historical_monthly_capacity_factors (hydro_simple_scenario_id, generation_plant_id, year, month, hydro_min_flow_mw, hydro_avg_flow_mw) SELECT 21 as hydro_simple_scenario_id, 158043 as generation_plant_id, 2005 as year, month, hydro_min_flow_mw, hydro_avg_flow_mw FROM switch.hydro_historical_monthly_capacity_factors WHERE generation_plant_id = 1157631116 AND hydro_simple_scenario_id = 1;
INSERT INTO switch.hydro_historical_monthly_capacity_factors (hydro_simple_scenario_id, generation_plant_id, year, month, hydro_min_flow_mw, hydro_avg_flow_mw) SELECT 21 as hydro_simple_scenario_id, 158040 as generation_plant_id, 2005 as year, month, hydro_min_flow_mw, hydro_avg_flow_mw FROM switch.hydro_historical_monthly_capacity_factors WHERE generation_plant_id = 1157631113 AND hydro_simple_scenario_id = 1;
INSERT INTO switch.hydro_historical_monthly_capacity_factors (hydro_simple_scenario_id, generation_plant_id, year, month, hydro_min_flow_mw, hydro_avg_flow_mw) SELECT 21 as hydro_simple_scenario_id, 157843 as generation_plant_id, 2005 as year, month, hydro_min_flow_mw, hydro_avg_flow_mw FROM switch.hydro_historical_monthly_capacity_factors WHERE generation_plant_id = 5000827 AND hydro_simple_scenario_id = 1;
INSERT INTO switch.hydro_historical_monthly_capacity_factors (hydro_simple_scenario_id, generation_plant_id, year, month, hydro_min_flow_mw, hydro_avg_flow_mw) SELECT 21 as hydro_simple_scenario_id, 157927 as generation_plant_id, 2005 as year, month, hydro_min_flow_mw, hydro_avg_flow_mw FROM switch.hydro_historical_monthly_capacity_factors WHERE generation_plant_id = 5000911 AND hydro_simple_scenario_id = 1;
INSERT INTO switch.hydro_historical_monthly_capacity_factors (hydro_simple_scenario_id, generation_plant_id, year, month, hydro_min_flow_mw, hydro_avg_flow_mw) SELECT 21 as hydro_simple_scenario_id, 157928 as generation_plant_id, 2005 as year, month, hydro_min_flow_mw, hydro_avg_flow_mw FROM switch.hydro_historical_monthly_capacity_factors WHERE generation_plant_id = 5000912 AND hydro_simple_scenario_id = 1;
INSERT INTO switch.hydro_historical_monthly_capacity_factors (hydro_simple_scenario_id, generation_plant_id, year, month, hydro_min_flow_mw, hydro_avg_flow_mw) SELECT 21 as hydro_simple_scenario_id, 157844 as generation_plant_id, 2005 as year, month, hydro_min_flow_mw, hydro_avg_flow_mw FROM switch.hydro_historical_monthly_capacity_factors WHERE generation_plant_id = 5000828 AND hydro_simple_scenario_id = 1;
INSERT INTO switch.hydro_historical_monthly_capacity_factors (hydro_simple_scenario_id, generation_plant_id, year, month, hydro_min_flow_mw, hydro_avg_flow_mw) SELECT 21 as hydro_simple_scenario_id, 157929 as generation_plant_id, 2005 as year, month, hydro_min_flow_mw, hydro_avg_flow_mw FROM switch.hydro_historical_monthly_capacity_factors WHERE generation_plant_id = 5000913 AND hydro_simple_scenario_id = 1;
INSERT INTO switch.hydro_historical_monthly_capacity_factors (hydro_simple_scenario_id, generation_plant_id, year, month, hydro_min_flow_mw, hydro_avg_flow_mw) SELECT 21 as hydro_simple_scenario_id, 157930 as generation_plant_id, 2005 as year, month, hydro_min_flow_mw, hydro_avg_flow_mw FROM switch.hydro_historical_monthly_capacity_factors WHERE generation_plant_id = 5000914 AND hydro_simple_scenario_id = 1;
INSERT INTO switch.hydro_historical_monthly_capacity_factors (hydro_simple_scenario_id, generation_plant_id, year, month, hydro_min_flow_mw, hydro_avg_flow_mw) SELECT 21 as hydro_simple_scenario_id, 157931 as generation_plant_id, 2005 as year, month, hydro_min_flow_mw, hydro_avg_flow_mw FROM switch.hydro_historical_monthly_capacity_factors WHERE generation_plant_id = 5000915 AND hydro_simple_scenario_id = 1;
INSERT INTO switch.hydro_historical_monthly_capacity_factors (hydro_simple_scenario_id, generation_plant_id, year, month, hydro_min_flow_mw, hydro_avg_flow_mw) SELECT 21 as hydro_simple_scenario_id, 157932 as generation_plant_id, 2005 as year, month, hydro_min_flow_mw, hydro_avg_flow_mw FROM switch.hydro_historical_monthly_capacity_factors WHERE generation_plant_id = 5000916 AND hydro_simple_scenario_id = 1;
INSERT INTO switch.hydro_historical_monthly_capacity_factors (hydro_simple_scenario_id, generation_plant_id, year, month, hydro_min_flow_mw, hydro_avg_flow_mw) SELECT 21 as hydro_simple_scenario_id, 157933 as generation_plant_id, 2005 as year, month, hydro_min_flow_mw, hydro_avg_flow_mw FROM switch.hydro_historical_monthly_capacity_factors WHERE generation_plant_id = 5000917 AND hydro_simple_scenario_id = 1;
INSERT INTO switch.hydro_historical_monthly_capacity_factors (hydro_simple_scenario_id, generation_plant_id, year, month, hydro_min_flow_mw, hydro_avg_flow_mw) SELECT 21 as hydro_simple_scenario_id, 157934 as generation_plant_id, 2005 as year, month, hydro_min_flow_mw, hydro_avg_flow_mw FROM switch.hydro_historical_monthly_capacity_factors WHERE generation_plant_id = 5000918 AND hydro_simple_scenario_id = 1;
INSERT INTO switch.hydro_historical_monthly_capacity_factors (hydro_simple_scenario_id, generation_plant_id, year, month, hydro_min_flow_mw, hydro_avg_flow_mw) SELECT 21 as hydro_simple_scenario_id, 158010 as generation_plant_id, 2005 as year, month, hydro_min_flow_mw, hydro_avg_flow_mw FROM switch.hydro_historical_monthly_capacity_factors WHERE generation_plant_id = 1157631083 AND hydro_simple_scenario_id = 1;
INSERT INTO switch.hydro_historical_monthly_capacity_factors (hydro_simple_scenario_id, generation_plant_id, year, month, hydro_min_flow_mw, hydro_avg_flow_mw) SELECT 21 as hydro_simple_scenario_id, 157952 as generation_plant_id, 2005 as year, month, hydro_min_flow_mw, hydro_avg_flow_mw FROM switch.hydro_historical_monthly_capacity_factors WHERE generation_plant_id = 1157631025 AND hydro_simple_scenario_id = 1;
INSERT INTO switch.hydro_historical_monthly_capacity_factors (hydro_simple_scenario_id, generation_plant_id, year, month, hydro_min_flow_mw, hydro_avg_flow_mw) SELECT 21 as hydro_simple_scenario_id, 157949 as generation_plant_id, 2005 as year, month, hydro_min_flow_mw, hydro_avg_flow_mw FROM switch.hydro_historical_monthly_capacity_factors WHERE generation_plant_id = 1157631022 AND hydro_simple_scenario_id = 1;
INSERT INTO switch.hydro_historical_monthly_capacity_factors (hydro_simple_scenario_id, generation_plant_id, year, month, hydro_min_flow_mw, hydro_avg_flow_mw) SELECT 21 as hydro_simple_scenario_id, 157962 as generation_plant_id, 2005 as year, month, hydro_min_flow_mw, hydro_avg_flow_mw FROM switch.hydro_historical_monthly_capacity_factors WHERE generation_plant_id = 1157631035 AND hydro_simple_scenario_id = 1;
INSERT INTO switch.hydro_historical_monthly_capacity_factors (hydro_simple_scenario_id, generation_plant_id, year, month, hydro_min_flow_mw, hydro_avg_flow_mw) SELECT 21 as hydro_simple_scenario_id, 157935 as generation_plant_id, 2005 as year, month, hydro_min_flow_mw, hydro_avg_flow_mw FROM switch.hydro_historical_monthly_capacity_factors WHERE generation_plant_id = 5000919 AND hydro_simple_scenario_id = 1;
INSERT INTO switch.hydro_historical_monthly_capacity_factors (hydro_simple_scenario_id, generation_plant_id, year, month, hydro_min_flow_mw, hydro_avg_flow_mw) SELECT 21 as hydro_simple_scenario_id, 157936 as generation_plant_id, 2005 as year, month, hydro_min_flow_mw, hydro_avg_flow_mw FROM switch.hydro_historical_monthly_capacity_factors WHERE generation_plant_id = 5000920 AND hydro_simple_scenario_id = 1;
INSERT INTO switch.hydro_historical_monthly_capacity_factors (hydro_simple_scenario_id, generation_plant_id, year, month, hydro_min_flow_mw, hydro_avg_flow_mw) SELECT 21 as hydro_simple_scenario_id, 158007 as generation_plant_id, 2005 as year, month, hydro_min_flow_mw, hydro_avg_flow_mw FROM switch.hydro_historical_monthly_capacity_factors WHERE generation_plant_id = 1157631080 AND hydro_simple_scenario_id = 1;
INSERT INTO switch.hydro_historical_monthly_capacity_factors (hydro_simple_scenario_id, generation_plant_id, year, month, hydro_min_flow_mw, hydro_avg_flow_mw) SELECT 21 as hydro_simple_scenario_id, 157937 as generation_plant_id, 2005 as year, month, hydro_min_flow_mw, hydro_avg_flow_mw FROM switch.hydro_historical_monthly_capacity_factors WHERE generation_plant_id = 5000921 AND hydro_simple_scenario_id = 1;
INSERT INTO switch.hydro_historical_monthly_capacity_factors (hydro_simple_scenario_id, generation_plant_id, year, month, hydro_min_flow_mw, hydro_avg_flow_mw) SELECT 21 as hydro_simple_scenario_id, 157938 as generation_plant_id, 2005 as year, month, hydro_min_flow_mw, hydro_avg_flow_mw FROM switch.hydro_historical_monthly_capacity_factors WHERE generation_plant_id = 5000922 AND hydro_simple_scenario_id = 1;
INSERT INTO switch.hydro_historical_monthly_capacity_factors (hydro_simple_scenario_id, generation_plant_id, year, month, hydro_min_flow_mw, hydro_avg_flow_mw) SELECT 21 as hydro_simple_scenario_id, 157845 as generation_plant_id, 2005 as year, month, hydro_min_flow_mw, hydro_avg_flow_mw FROM switch.hydro_historical_monthly_capacity_factors WHERE generation_plant_id = 5000829 AND hydro_simple_scenario_id = 1;
INSERT INTO switch.hydro_historical_monthly_capacity_factors (hydro_simple_scenario_id, generation_plant_id, year, month, hydro_min_flow_mw, hydro_avg_flow_mw) SELECT 21 as hydro_simple_scenario_id, 158055 as generation_plant_id, 2005 as year, month, hydro_min_flow_mw, hydro_avg_flow_mw FROM switch.hydro_historical_monthly_capacity_factors WHERE generation_plant_id = 1157631128 AND hydro_simple_scenario_id = 1;
INSERT INTO switch.hydro_historical_monthly_capacity_factors (hydro_simple_scenario_id, generation_plant_id, year, month, hydro_min_flow_mw, hydro_avg_flow_mw) SELECT 21 as hydro_simple_scenario_id, 158056 as generation_plant_id, 2005 as year, month, hydro_min_flow_mw, hydro_avg_flow_mw FROM switch.hydro_historical_monthly_capacity_factors WHERE generation_plant_id = 1157631129 AND hydro_simple_scenario_id = 1;
INSERT INTO switch.hydro_historical_monthly_capacity_factors (hydro_simple_scenario_id, generation_plant_id, year, month, hydro_min_flow_mw, hydro_avg_flow_mw) SELECT 21 as hydro_simple_scenario_id, 157939 as generation_plant_id, 2005 as year, month, hydro_min_flow_mw, hydro_avg_flow_mw FROM switch.hydro_historical_monthly_capacity_factors WHERE generation_plant_id = 5000923 AND hydro_simple_scenario_id = 1;
INSERT INTO switch.hydro_historical_monthly_capacity_factors (hydro_simple_scenario_id, generation_plant_id, year, month, hydro_min_flow_mw, hydro_avg_flow_mw) SELECT 21 as hydro_simple_scenario_id, 158059 as generation_plant_id, 2005 as year, month, hydro_min_flow_mw, hydro_avg_flow_mw FROM switch.hydro_historical_monthly_capacity_factors WHERE generation_plant_id = 1157631165 AND hydro_simple_scenario_id = 1;
INSERT INTO switch.hydro_historical_monthly_capacity_factors (hydro_simple_scenario_id, generation_plant_id, year, month, hydro_min_flow_mw, hydro_avg_flow_mw) SELECT 21 as hydro_simple_scenario_id, 158068 as generation_plant_id, 2005 as year, month, hydro_min_flow_mw, hydro_avg_flow_mw FROM switch.hydro_historical_monthly_capacity_factors WHERE generation_plant_id = 1157631174 AND hydro_simple_scenario_id = 1;
INSERT INTO switch.hydro_historical_monthly_capacity_factors (hydro_simple_scenario_id, generation_plant_id, year, month, hydro_min_flow_mw, hydro_avg_flow_mw) SELECT 21 as hydro_simple_scenario_id, 158069 as generation_plant_id, 2005 as year, month, hydro_min_flow_mw, hydro_avg_flow_mw FROM switch.hydro_historical_monthly_capacity_factors WHERE generation_plant_id = 1157631175 AND hydro_simple_scenario_id = 1;
INSERT INTO switch.hydro_historical_monthly_capacity_factors (hydro_simple_scenario_id, generation_plant_id, year, month, hydro_min_flow_mw, hydro_avg_flow_mw) SELECT 21 as hydro_simple_scenario_id, 158070 as generation_plant_id, 2005 as year, month, hydro_min_flow_mw, hydro_avg_flow_mw FROM switch.hydro_historical_monthly_capacity_factors WHERE generation_plant_id = 1157631176 AND hydro_simple_scenario_id = 1;
INSERT INTO switch.hydro_historical_monthly_capacity_factors (hydro_simple_scenario_id, generation_plant_id, year, month, hydro_min_flow_mw, hydro_avg_flow_mw) SELECT 21 as hydro_simple_scenario_id, 158071 as generation_plant_id, 2005 as year, month, hydro_min_flow_mw, hydro_avg_flow_mw FROM switch.hydro_historical_monthly_capacity_factors WHERE generation_plant_id = 1157631177 AND hydro_simple_scenario_id = 1;
INSERT INTO switch.hydro_historical_monthly_capacity_factors (hydro_simple_scenario_id, generation_plant_id, year, month, hydro_min_flow_mw, hydro_avg_flow_mw) SELECT 21 as hydro_simple_scenario_id, 158072 as generation_plant_id, 2005 as year, month, hydro_min_flow_mw, hydro_avg_flow_mw FROM switch.hydro_historical_monthly_capacity_factors WHERE generation_plant_id = 1157631178 AND hydro_simple_scenario_id = 1;
INSERT INTO switch.hydro_historical_monthly_capacity_factors (hydro_simple_scenario_id, generation_plant_id, year, month, hydro_min_flow_mw, hydro_avg_flow_mw) SELECT 21 as hydro_simple_scenario_id, 158073 as generation_plant_id, 2005 as year, month, hydro_min_flow_mw, hydro_avg_flow_mw FROM switch.hydro_historical_monthly_capacity_factors WHERE generation_plant_id = 1157631179 AND hydro_simple_scenario_id = 1;
INSERT INTO switch.hydro_historical_monthly_capacity_factors (hydro_simple_scenario_id, generation_plant_id, year, month, hydro_min_flow_mw, hydro_avg_flow_mw) SELECT 21 as hydro_simple_scenario_id, 158074 as generation_plant_id, 2005 as year, month, hydro_min_flow_mw, hydro_avg_flow_mw FROM switch.hydro_historical_monthly_capacity_factors WHERE generation_plant_id = 1157631180 AND hydro_simple_scenario_id = 1;
INSERT INTO switch.hydro_historical_monthly_capacity_factors (hydro_simple_scenario_id, generation_plant_id, year, month, hydro_min_flow_mw, hydro_avg_flow_mw) SELECT 21 as hydro_simple_scenario_id, 158075 as generation_plant_id, 2005 as year, month, hydro_min_flow_mw, hydro_avg_flow_mw FROM switch.hydro_historical_monthly_capacity_factors WHERE generation_plant_id = 1157631181 AND hydro_simple_scenario_id = 1;
INSERT INTO switch.hydro_historical_monthly_capacity_factors (hydro_simple_scenario_id, generation_plant_id, year, month, hydro_min_flow_mw, hydro_avg_flow_mw) SELECT 21 as hydro_simple_scenario_id, 158076 as generation_plant_id, 2005 as year, month, hydro_min_flow_mw, hydro_avg_flow_mw FROM switch.hydro_historical_monthly_capacity_factors WHERE generation_plant_id = 1157631182 AND hydro_simple_scenario_id = 1;
INSERT INTO switch.hydro_historical_monthly_capacity_factors (hydro_simple_scenario_id, generation_plant_id, year, month, hydro_min_flow_mw, hydro_avg_flow_mw) SELECT 21 as hydro_simple_scenario_id, 158077 as generation_plant_id, 2005 as year, month, hydro_min_flow_mw, hydro_avg_flow_mw FROM switch.hydro_historical_monthly_capacity_factors WHERE generation_plant_id = 1157631183 AND hydro_simple_scenario_id = 1;
INSERT INTO switch.hydro_historical_monthly_capacity_factors (hydro_simple_scenario_id, generation_plant_id, year, month, hydro_min_flow_mw, hydro_avg_flow_mw) SELECT 21 as hydro_simple_scenario_id, 158060 as generation_plant_id, 2005 as year, month, hydro_min_flow_mw, hydro_avg_flow_mw FROM switch.hydro_historical_monthly_capacity_factors WHERE generation_plant_id = 1157631166 AND hydro_simple_scenario_id = 1;
INSERT INTO switch.hydro_historical_monthly_capacity_factors (hydro_simple_scenario_id, generation_plant_id, year, month, hydro_min_flow_mw, hydro_avg_flow_mw) SELECT 21 as hydro_simple_scenario_id, 158078 as generation_plant_id, 2005 as year, month, hydro_min_flow_mw, hydro_avg_flow_mw FROM switch.hydro_historical_monthly_capacity_factors WHERE generation_plant_id = 1157631184 AND hydro_simple_scenario_id = 1;
INSERT INTO switch.hydro_historical_monthly_capacity_factors (hydro_simple_scenario_id, generation_plant_id, year, month, hydro_min_flow_mw, hydro_avg_flow_mw) SELECT 21 as hydro_simple_scenario_id, 158079 as generation_plant_id, 2005 as year, month, hydro_min_flow_mw, hydro_avg_flow_mw FROM switch.hydro_historical_monthly_capacity_factors WHERE generation_plant_id = 1157631185 AND hydro_simple_scenario_id = 1;
INSERT INTO switch.hydro_historical_monthly_capacity_factors (hydro_simple_scenario_id, generation_plant_id, year, month, hydro_min_flow_mw, hydro_avg_flow_mw) SELECT 21 as hydro_simple_scenario_id, 158080 as generation_plant_id, 2005 as year, month, hydro_min_flow_mw, hydro_avg_flow_mw FROM switch.hydro_historical_monthly_capacity_factors WHERE generation_plant_id = 1157631186 AND hydro_simple_scenario_id = 1;
INSERT INTO switch.hydro_historical_monthly_capacity_factors (hydro_simple_scenario_id, generation_plant_id, year, month, hydro_min_flow_mw, hydro_avg_flow_mw) SELECT 21 as hydro_simple_scenario_id, 158081 as generation_plant_id, 2005 as year, month, hydro_min_flow_mw, hydro_avg_flow_mw FROM switch.hydro_historical_monthly_capacity_factors WHERE generation_plant_id = 1157631187 AND hydro_simple_scenario_id = 1;
INSERT INTO switch.hydro_historical_monthly_capacity_factors (hydro_simple_scenario_id, generation_plant_id, year, month, hydro_min_flow_mw, hydro_avg_flow_mw) SELECT 21 as hydro_simple_scenario_id, 158082 as generation_plant_id, 2005 as year, month, hydro_min_flow_mw, hydro_avg_flow_mw FROM switch.hydro_historical_monthly_capacity_factors WHERE generation_plant_id = 1157631188 AND hydro_simple_scenario_id = 1;
INSERT INTO switch.hydro_historical_monthly_capacity_factors (hydro_simple_scenario_id, generation_plant_id, year, month, hydro_min_flow_mw, hydro_avg_flow_mw) SELECT 21 as hydro_simple_scenario_id, 158083 as generation_plant_id, 2005 as year, month, hydro_min_flow_mw, hydro_avg_flow_mw FROM switch.hydro_historical_monthly_capacity_factors WHERE generation_plant_id = 1157631189 AND hydro_simple_scenario_id = 1;
INSERT INTO switch.hydro_historical_monthly_capacity_factors (hydro_simple_scenario_id, generation_plant_id, year, month, hydro_min_flow_mw, hydro_avg_flow_mw) SELECT 21 as hydro_simple_scenario_id, 158084 as generation_plant_id, 2005 as year, month, hydro_min_flow_mw, hydro_avg_flow_mw FROM switch.hydro_historical_monthly_capacity_factors WHERE generation_plant_id = 1157631190 AND hydro_simple_scenario_id = 1;
INSERT INTO switch.hydro_historical_monthly_capacity_factors (hydro_simple_scenario_id, generation_plant_id, year, month, hydro_min_flow_mw, hydro_avg_flow_mw) SELECT 21 as hydro_simple_scenario_id, 158085 as generation_plant_id, 2005 as year, month, hydro_min_flow_mw, hydro_avg_flow_mw FROM switch.hydro_historical_monthly_capacity_factors WHERE generation_plant_id = 1157631191 AND hydro_simple_scenario_id = 1;
INSERT INTO switch.hydro_historical_monthly_capacity_factors (hydro_simple_scenario_id, generation_plant_id, year, month, hydro_min_flow_mw, hydro_avg_flow_mw) SELECT 21 as hydro_simple_scenario_id, 158086 as generation_plant_id, 2005 as year, month, hydro_min_flow_mw, hydro_avg_flow_mw FROM switch.hydro_historical_monthly_capacity_factors WHERE generation_plant_id = 1157631192 AND hydro_simple_scenario_id = 1;
INSERT INTO switch.hydro_historical_monthly_capacity_factors (hydro_simple_scenario_id, generation_plant_id, year, month, hydro_min_flow_mw, hydro_avg_flow_mw) SELECT 21 as hydro_simple_scenario_id, 158087 as generation_plant_id, 2005 as year, month, hydro_min_flow_mw, hydro_avg_flow_mw FROM switch.hydro_historical_monthly_capacity_factors WHERE generation_plant_id = 1157631193 AND hydro_simple_scenario_id = 1;
INSERT INTO switch.hydro_historical_monthly_capacity_factors (hydro_simple_scenario_id, generation_plant_id, year, month, hydro_min_flow_mw, hydro_avg_flow_mw) SELECT 21 as hydro_simple_scenario_id, 158061 as generation_plant_id, 2005 as year, month, hydro_min_flow_mw, hydro_avg_flow_mw FROM switch.hydro_historical_monthly_capacity_factors WHERE generation_plant_id = 1157631167 AND hydro_simple_scenario_id = 1;
INSERT INTO switch.hydro_historical_monthly_capacity_factors (hydro_simple_scenario_id, generation_plant_id, year, month, hydro_min_flow_mw, hydro_avg_flow_mw) SELECT 21 as hydro_simple_scenario_id, 158088 as generation_plant_id, 2005 as year, month, hydro_min_flow_mw, hydro_avg_flow_mw FROM switch.hydro_historical_monthly_capacity_factors WHERE generation_plant_id = 1157631194 AND hydro_simple_scenario_id = 1;
INSERT INTO switch.hydro_historical_monthly_capacity_factors (hydro_simple_scenario_id, generation_plant_id, year, month, hydro_min_flow_mw, hydro_avg_flow_mw) SELECT 21 as hydro_simple_scenario_id, 158089 as generation_plant_id, 2005 as year, month, hydro_min_flow_mw, hydro_avg_flow_mw FROM switch.hydro_historical_monthly_capacity_factors WHERE generation_plant_id = 1157631195 AND hydro_simple_scenario_id = 1;
INSERT INTO switch.hydro_historical_monthly_capacity_factors (hydro_simple_scenario_id, generation_plant_id, year, month, hydro_min_flow_mw, hydro_avg_flow_mw) SELECT 21 as hydro_simple_scenario_id, 158090 as generation_plant_id, 2005 as year, month, hydro_min_flow_mw, hydro_avg_flow_mw FROM switch.hydro_historical_monthly_capacity_factors WHERE generation_plant_id = 1157631196 AND hydro_simple_scenario_id = 1;
INSERT INTO switch.hydro_historical_monthly_capacity_factors (hydro_simple_scenario_id, generation_plant_id, year, month, hydro_min_flow_mw, hydro_avg_flow_mw) SELECT 21 as hydro_simple_scenario_id, 158091 as generation_plant_id, 2005 as year, month, hydro_min_flow_mw, hydro_avg_flow_mw FROM switch.hydro_historical_monthly_capacity_factors WHERE generation_plant_id = 1157631197 AND hydro_simple_scenario_id = 1;
INSERT INTO switch.hydro_historical_monthly_capacity_factors (hydro_simple_scenario_id, generation_plant_id, year, month, hydro_min_flow_mw, hydro_avg_flow_mw) SELECT 21 as hydro_simple_scenario_id, 158092 as generation_plant_id, 2005 as year, month, hydro_min_flow_mw, hydro_avg_flow_mw FROM switch.hydro_historical_monthly_capacity_factors WHERE generation_plant_id = 1157631198 AND hydro_simple_scenario_id = 1;
INSERT INTO switch.hydro_historical_monthly_capacity_factors (hydro_simple_scenario_id, generation_plant_id, year, month, hydro_min_flow_mw, hydro_avg_flow_mw) SELECT 21 as hydro_simple_scenario_id, 158062 as generation_plant_id, 2005 as year, month, hydro_min_flow_mw, hydro_avg_flow_mw FROM switch.hydro_historical_monthly_capacity_factors WHERE generation_plant_id = 1157631168 AND hydro_simple_scenario_id = 1;
INSERT INTO switch.hydro_historical_monthly_capacity_factors (hydro_simple_scenario_id, generation_plant_id, year, month, hydro_min_flow_mw, hydro_avg_flow_mw) SELECT 21 as hydro_simple_scenario_id, 158063 as generation_plant_id, 2005 as year, month, hydro_min_flow_mw, hydro_avg_flow_mw FROM switch.hydro_historical_monthly_capacity_factors WHERE generation_plant_id = 1157631169 AND hydro_simple_scenario_id = 1;
INSERT INTO switch.hydro_historical_monthly_capacity_factors (hydro_simple_scenario_id, generation_plant_id, year, month, hydro_min_flow_mw, hydro_avg_flow_mw) SELECT 21 as hydro_simple_scenario_id, 158064 as generation_plant_id, 2005 as year, month, hydro_min_flow_mw, hydro_avg_flow_mw FROM switch.hydro_historical_monthly_capacity_factors WHERE generation_plant_id = 1157631170 AND hydro_simple_scenario_id = 1;
INSERT INTO switch.hydro_historical_monthly_capacity_factors (hydro_simple_scenario_id, generation_plant_id, year, month, hydro_min_flow_mw, hydro_avg_flow_mw) SELECT 21 as hydro_simple_scenario_id, 158065 as generation_plant_id, 2005 as year, month, hydro_min_flow_mw, hydro_avg_flow_mw FROM switch.hydro_historical_monthly_capacity_factors WHERE generation_plant_id = 1157631171 AND hydro_simple_scenario_id = 1;
INSERT INTO switch.hydro_historical_monthly_capacity_factors (hydro_simple_scenario_id, generation_plant_id, year, month, hydro_min_flow_mw, hydro_avg_flow_mw) SELECT 21 as hydro_simple_scenario_id, 158066 as generation_plant_id, 2005 as year, month, hydro_min_flow_mw, hydro_avg_flow_mw FROM switch.hydro_historical_monthly_capacity_factors WHERE generation_plant_id = 1157631172 AND hydro_simple_scenario_id = 1;
INSERT INTO switch.hydro_historical_monthly_capacity_factors (hydro_simple_scenario_id, generation_plant_id, year, month, hydro_min_flow_mw, hydro_avg_flow_mw) SELECT 21 as hydro_simple_scenario_id, 158067 as generation_plant_id, 2005 as year, month, hydro_min_flow_mw, hydro_avg_flow_mw FROM switch.hydro_historical_monthly_capacity_factors WHERE generation_plant_id = 1157631173 AND hydro_simple_scenario_id = 1;
INSERT INTO switch.hydro_historical_monthly_capacity_factors (hydro_simple_scenario_id, generation_plant_id, year, month, hydro_min_flow_mw, hydro_avg_flow_mw) SELECT 21 as hydro_simple_scenario_id, 158009 as generation_plant_id, 2005 as year, month, hydro_min_flow_mw, hydro_avg_flow_mw FROM switch.hydro_historical_monthly_capacity_factors WHERE generation_plant_id = 1157631082 AND hydro_simple_scenario_id = 1;
INSERT INTO switch.hydro_historical_monthly_capacity_factors (hydro_simple_scenario_id, generation_plant_id, year, month, hydro_min_flow_mw, hydro_avg_flow_mw) SELECT 21 as hydro_simple_scenario_id, 158014 as generation_plant_id, 2005 as year, month, hydro_min_flow_mw, hydro_avg_flow_mw FROM switch.hydro_historical_monthly_capacity_factors WHERE generation_plant_id = 1157631087 AND hydro_simple_scenario_id = 1;

## hydro_historical_cf_2006
INSERT INTO switch.hydro_historical_monthly_capacity_factors (hydro_simple_scenario_id, generation_plant_id, year, month, hydro_min_flow_mw, hydro_avg_flow_mw)
SELECT 21 as hydro_simple_scenario_id, 154089 as generation_plant_id, 2004 as year, month, hydro_min_flow_mw, hydro_avg_flow_mw
FROM switch.hydro_historical_monthly_capacity_factors
WHERE generation_plant_id = 5000830
AND hydro_simple_scenario_id = 1
INSERT INTO switch.hydro_historical_monthly_capacity_factors (hydro_simple_scenario_id, generation_plant_id, year, month, hydro_min_flow_mw, hydro_avg_flow_mw) SELECT 21 as hydro_simple_scenario_id, | new_id | as generation_plant_id, | 2006 | as year, month, hydro_min_flow_mw, hydro_avg_flow_mw FROM switch.hydro_historical_monthly_capacity_factors WHERE generation_plant_id = | old_id | AND hydro_simple_scenario_id = 1;
INSERT INTO switch.hydro_historical_monthly_capacity_factors (hydro_simple_scenario_id, generation_plant_id, year, month, hydro_min_flow_mw, hydro_avg_flow_mw) SELECT 21 as hydro_simple_scenario_id, 157846 as generation_plant_id, 2006 as year, month, hydro_min_flow_mw, hydro_avg_flow_mw FROM switch.hydro_historical_monthly_capacity_factors WHERE generation_plant_id = 5000830 AND hydro_simple_scenario_id = 1;
INSERT INTO switch.hydro_historical_monthly_capacity_factors (hydro_simple_scenario_id, generation_plant_id, year, month, hydro_min_flow_mw, hydro_avg_flow_mw) SELECT 21 as hydro_simple_scenario_id, 157959 as generation_plant_id, 2006 as year, month, hydro_min_flow_mw, hydro_avg_flow_mw FROM switch.hydro_historical_monthly_capacity_factors WHERE generation_plant_id = 1157631032 AND hydro_simple_scenario_id = 1;
INSERT INTO switch.hydro_historical_monthly_capacity_factors (hydro_simple_scenario_id, generation_plant_id, year, month, hydro_min_flow_mw, hydro_avg_flow_mw) SELECT 21 as hydro_simple_scenario_id, 157847 as generation_plant_id, 2006 as year, month, hydro_min_flow_mw, hydro_avg_flow_mw FROM switch.hydro_historical_monthly_capacity_factors WHERE generation_plant_id = 5000831 AND hydro_simple_scenario_id = 1;
INSERT INTO switch.hydro_historical_monthly_capacity_factors (hydro_simple_scenario_id, generation_plant_id, year, month, hydro_min_flow_mw, hydro_avg_flow_mw) SELECT 21 as hydro_simple_scenario_id, 158008 as generation_plant_id, 2006 as year, month, hydro_min_flow_mw, hydro_avg_flow_mw FROM switch.hydro_historical_monthly_capacity_factors WHERE generation_plant_id = 1157631081 AND hydro_simple_scenario_id = 1;
INSERT INTO switch.hydro_historical_monthly_capacity_factors (hydro_simple_scenario_id, generation_plant_id, year, month, hydro_min_flow_mw, hydro_avg_flow_mw) SELECT 21 as hydro_simple_scenario_id, 157848 as generation_plant_id, 2006 as year, month, hydro_min_flow_mw, hydro_avg_flow_mw FROM switch.hydro_historical_monthly_capacity_factors WHERE generation_plant_id = 5000832 AND hydro_simple_scenario_id = 1;
INSERT INTO switch.hydro_historical_monthly_capacity_factors (hydro_simple_scenario_id, generation_plant_id, year, month, hydro_min_flow_mw, hydro_avg_flow_mw) SELECT 21 as hydro_simple_scenario_id, 157849 as generation_plant_id, 2006 as year, month, hydro_min_flow_mw, hydro_avg_flow_mw FROM switch.hydro_historical_monthly_capacity_factors WHERE generation_plant_id = 5000833 AND hydro_simple_scenario_id = 1;
INSERT INTO switch.hydro_historical_monthly_capacity_factors (hydro_simple_scenario_id, generation_plant_id, year, month, hydro_min_flow_mw, hydro_avg_flow_mw) SELECT 21 as hydro_simple_scenario_id, 157851 as generation_plant_id, 2006 as year, month, hydro_min_flow_mw, hydro_avg_flow_mw FROM switch.hydro_historical_monthly_capacity_factors WHERE generation_plant_id = 5000835 AND hydro_simple_scenario_id = 1;
INSERT INTO switch.hydro_historical_monthly_capacity_factors (hydro_simple_scenario_id, generation_plant_id, year, month, hydro_min_flow_mw, hydro_avg_flow_mw) SELECT 21 as hydro_simple_scenario_id, 157850 as generation_plant_id, 2006 as year, month, hydro_min_flow_mw, hydro_avg_flow_mw FROM switch.hydro_historical_monthly_capacity_factors WHERE generation_plant_id = 5000834 AND hydro_simple_scenario_id = 1;
INSERT INTO switch.hydro_historical_monthly_capacity_factors (hydro_simple_scenario_id, generation_plant_id, year, month, hydro_min_flow_mw, hydro_avg_flow_mw) SELECT 21 as hydro_simple_scenario_id, 158044 as generation_plant_id, 2006 as year, month, hydro_min_flow_mw, hydro_avg_flow_mw FROM switch.hydro_historical_monthly_capacity_factors WHERE generation_plant_id = 1157631117 AND hydro_simple_scenario_id = 1;
INSERT INTO switch.hydro_historical_monthly_capacity_factors (hydro_simple_scenario_id, generation_plant_id, year, month, hydro_min_flow_mw, hydro_avg_flow_mw) SELECT 21 as hydro_simple_scenario_id, 157961 as generation_plant_id, 2006 as year, month, hydro_min_flow_mw, hydro_avg_flow_mw FROM switch.hydro_historical_monthly_capacity_factors WHERE generation_plant_id = 1157631034 AND hydro_simple_scenario_id = 1;
INSERT INTO switch.hydro_historical_monthly_capacity_factors (hydro_simple_scenario_id, generation_plant_id, year, month, hydro_min_flow_mw, hydro_avg_flow_mw) SELECT 21 as hydro_simple_scenario_id, 157960 as generation_plant_id, 2006 as year, month, hydro_min_flow_mw, hydro_avg_flow_mw FROM switch.hydro_historical_monthly_capacity_factors WHERE generation_plant_id = 1157631033 AND hydro_simple_scenario_id = 1;
INSERT INTO switch.hydro_historical_monthly_capacity_factors (hydro_simple_scenario_id, generation_plant_id, year, month, hydro_min_flow_mw, hydro_avg_flow_mw) SELECT 21 as hydro_simple_scenario_id, 157824 as generation_plant_id, 2006 as year, month, hydro_min_flow_mw, hydro_avg_flow_mw FROM switch.hydro_historical_monthly_capacity_factors WHERE generation_plant_id = 5000808 AND hydro_simple_scenario_id = 1;
INSERT INTO switch.hydro_historical_monthly_capacity_factors (hydro_simple_scenario_id, generation_plant_id, year, month, hydro_min_flow_mw, hydro_avg_flow_mw) SELECT 21 as hydro_simple_scenario_id, 157971 as generation_plant_id, 2006 as year, month, hydro_min_flow_mw, hydro_avg_flow_mw FROM switch.hydro_historical_monthly_capacity_factors WHERE generation_plant_id = 1157631044 AND hydro_simple_scenario_id = 1;
INSERT INTO switch.hydro_historical_monthly_capacity_factors (hydro_simple_scenario_id, generation_plant_id, year, month, hydro_min_flow_mw, hydro_avg_flow_mw) SELECT 21 as hydro_simple_scenario_id, 157972 as generation_plant_id, 2006 as year, month, hydro_min_flow_mw, hydro_avg_flow_mw FROM switch.hydro_historical_monthly_capacity_factors WHERE generation_plant_id = 1157631045 AND hydro_simple_scenario_id = 1;
INSERT INTO switch.hydro_historical_monthly_capacity_factors (hydro_simple_scenario_id, generation_plant_id, year, month, hydro_min_flow_mw, hydro_avg_flow_mw) SELECT 21 as hydro_simple_scenario_id, 157970 as generation_plant_id, 2006 as year, month, hydro_min_flow_mw, hydro_avg_flow_mw FROM switch.hydro_historical_monthly_capacity_factors WHERE generation_plant_id = 1157631043 AND hydro_simple_scenario_id = 1;
INSERT INTO switch.hydro_historical_monthly_capacity_factors (hydro_simple_scenario_id, generation_plant_id, year, month, hydro_min_flow_mw, hydro_avg_flow_mw) SELECT 21 as hydro_simple_scenario_id, 157945 as generation_plant_id, 2006 as year, month, hydro_min_flow_mw, hydro_avg_flow_mw FROM switch.hydro_historical_monthly_capacity_factors WHERE generation_plant_id = 1157631018 AND hydro_simple_scenario_id = 1;
INSERT INTO switch.hydro_historical_monthly_capacity_factors (hydro_simple_scenario_id, generation_plant_id, year, month, hydro_min_flow_mw, hydro_avg_flow_mw) SELECT 21 as hydro_simple_scenario_id, 157825 as generation_plant_id, 2006 as year, month, hydro_min_flow_mw, hydro_avg_flow_mw FROM switch.hydro_historical_monthly_capacity_factors WHERE generation_plant_id = 5000809 AND hydro_simple_scenario_id = 1;
INSERT INTO switch.hydro_historical_monthly_capacity_factors (hydro_simple_scenario_id, generation_plant_id, year, month, hydro_min_flow_mw, hydro_avg_flow_mw) SELECT 21 as hydro_simple_scenario_id, 157826 as generation_plant_id, 2006 as year, month, hydro_min_flow_mw, hydro_avg_flow_mw FROM switch.hydro_historical_monthly_capacity_factors WHERE generation_plant_id = 5000810 AND hydro_simple_scenario_id = 1;
INSERT INTO switch.hydro_historical_monthly_capacity_factors (hydro_simple_scenario_id, generation_plant_id, year, month, hydro_min_flow_mw, hydro_avg_flow_mw) SELECT 21 as hydro_simple_scenario_id, 157827 as generation_plant_id, 2006 as year, month, hydro_min_flow_mw, hydro_avg_flow_mw FROM switch.hydro_historical_monthly_capacity_factors WHERE generation_plant_id = 5000811 AND hydro_simple_scenario_id = 1;
INSERT INTO switch.hydro_historical_monthly_capacity_factors (hydro_simple_scenario_id, generation_plant_id, year, month, hydro_min_flow_mw, hydro_avg_flow_mw) SELECT 21 as hydro_simple_scenario_id, 157852 as generation_plant_id, 2006 as year, month, hydro_min_flow_mw, hydro_avg_flow_mw FROM switch.hydro_historical_monthly_capacity_factors WHERE generation_plant_id = 5000836 AND hydro_simple_scenario_id = 1;
INSERT INTO switch.hydro_historical_monthly_capacity_factors (hydro_simple_scenario_id, generation_plant_id, year, month, hydro_min_flow_mw, hydro_avg_flow_mw) SELECT 21 as hydro_simple_scenario_id, 157853 as generation_plant_id, 2006 as year, month, hydro_min_flow_mw, hydro_avg_flow_mw FROM switch.hydro_historical_monthly_capacity_factors WHERE generation_plant_id = 5000837 AND hydro_simple_scenario_id = 1;
INSERT INTO switch.hydro_historical_monthly_capacity_factors (hydro_simple_scenario_id, generation_plant_id, year, month, hydro_min_flow_mw, hydro_avg_flow_mw) SELECT 21 as hydro_simple_scenario_id, 157828 as generation_plant_id, 2006 as year, month, hydro_min_flow_mw, hydro_avg_flow_mw FROM switch.hydro_historical_monthly_capacity_factors WHERE generation_plant_id = 5000812 AND hydro_simple_scenario_id = 1;
INSERT INTO switch.hydro_historical_monthly_capacity_factors (hydro_simple_scenario_id, generation_plant_id, year, month, hydro_min_flow_mw, hydro_avg_flow_mw) SELECT 21 as hydro_simple_scenario_id, 157829 as generation_plant_id, 2006 as year, month, hydro_min_flow_mw, hydro_avg_flow_mw FROM switch.hydro_historical_monthly_capacity_factors WHERE generation_plant_id = 5000813 AND hydro_simple_scenario_id = 1;
INSERT INTO switch.hydro_historical_monthly_capacity_factors (hydro_simple_scenario_id, generation_plant_id, year, month, hydro_min_flow_mw, hydro_avg_flow_mw) SELECT 21 as hydro_simple_scenario_id, 157854 as generation_plant_id, 2006 as year, month, hydro_min_flow_mw, hydro_avg_flow_mw FROM switch.hydro_historical_monthly_capacity_factors WHERE generation_plant_id = 5000838 AND hydro_simple_scenario_id = 1;
INSERT INTO switch.hydro_historical_monthly_capacity_factors (hydro_simple_scenario_id, generation_plant_id, year, month, hydro_min_flow_mw, hydro_avg_flow_mw) SELECT 21 as hydro_simple_scenario_id, 157855 as generation_plant_id, 2006 as year, month, hydro_min_flow_mw, hydro_avg_flow_mw FROM switch.hydro_historical_monthly_capacity_factors WHERE generation_plant_id = 5000839 AND hydro_simple_scenario_id = 1;
INSERT INTO switch.hydro_historical_monthly_capacity_factors (hydro_simple_scenario_id, generation_plant_id, year, month, hydro_min_flow_mw, hydro_avg_flow_mw) SELECT 21 as hydro_simple_scenario_id, 157856 as generation_plant_id, 2006 as year, month, hydro_min_flow_mw, hydro_avg_flow_mw FROM switch.hydro_historical_monthly_capacity_factors WHERE generation_plant_id = 5000840 AND hydro_simple_scenario_id = 1;
INSERT INTO switch.hydro_historical_monthly_capacity_factors (hydro_simple_scenario_id, generation_plant_id, year, month, hydro_min_flow_mw, hydro_avg_flow_mw) SELECT 21 as hydro_simple_scenario_id, 157857 as generation_plant_id, 2006 as year, month, hydro_min_flow_mw, hydro_avg_flow_mw FROM switch.hydro_historical_monthly_capacity_factors WHERE generation_plant_id = 5000841 AND hydro_simple_scenario_id = 1;
INSERT INTO switch.hydro_historical_monthly_capacity_factors (hydro_simple_scenario_id, generation_plant_id, year, month, hydro_min_flow_mw, hydro_avg_flow_mw) SELECT 21 as hydro_simple_scenario_id, 157858 as generation_plant_id, 2006 as year, month, hydro_min_flow_mw, hydro_avg_flow_mw FROM switch.hydro_historical_monthly_capacity_factors WHERE generation_plant_id = 5000842 AND hydro_simple_scenario_id = 1;
INSERT INTO switch.hydro_historical_monthly_capacity_factors (hydro_simple_scenario_id, generation_plant_id, year, month, hydro_min_flow_mw, hydro_avg_flow_mw) SELECT 21 as hydro_simple_scenario_id, 158046 as generation_plant_id, 2006 as year, month, hydro_min_flow_mw, hydro_avg_flow_mw FROM switch.hydro_historical_monthly_capacity_factors WHERE generation_plant_id = 1157631119 AND hydro_simple_scenario_id = 1;
INSERT INTO switch.hydro_historical_monthly_capacity_factors (hydro_simple_scenario_id, generation_plant_id, year, month, hydro_min_flow_mw, hydro_avg_flow_mw) SELECT 21 as hydro_simple_scenario_id, 158047 as generation_plant_id, 2006 as year, month, hydro_min_flow_mw, hydro_avg_flow_mw FROM switch.hydro_historical_monthly_capacity_factors WHERE generation_plant_id = 1157631120 AND hydro_simple_scenario_id = 1;
INSERT INTO switch.hydro_historical_monthly_capacity_factors (hydro_simple_scenario_id, generation_plant_id, year, month, hydro_min_flow_mw, hydro_avg_flow_mw) SELECT 21 as hydro_simple_scenario_id, 158048 as generation_plant_id, 2006 as year, month, hydro_min_flow_mw, hydro_avg_flow_mw FROM switch.hydro_historical_monthly_capacity_factors WHERE generation_plant_id = 1157631121 AND hydro_simple_scenario_id = 1;
INSERT INTO switch.hydro_historical_monthly_capacity_factors (hydro_simple_scenario_id, generation_plant_id, year, month, hydro_min_flow_mw, hydro_avg_flow_mw) SELECT 21 as hydro_simple_scenario_id, 158049 as generation_plant_id, 2006 as year, month, hydro_min_flow_mw, hydro_avg_flow_mw FROM switch.hydro_historical_monthly_capacity_factors WHERE generation_plant_id = 1157631122 AND hydro_simple_scenario_id = 1;
INSERT INTO switch.hydro_historical_monthly_capacity_factors (hydro_simple_scenario_id, generation_plant_id, year, month, hydro_min_flow_mw, hydro_avg_flow_mw) SELECT 21 as hydro_simple_scenario_id, 158050 as generation_plant_id, 2006 as year, month, hydro_min_flow_mw, hydro_avg_flow_mw FROM switch.hydro_historical_monthly_capacity_factors WHERE generation_plant_id = 1157631123 AND hydro_simple_scenario_id = 1;
INSERT INTO switch.hydro_historical_monthly_capacity_factors (hydro_simple_scenario_id, generation_plant_id, year, month, hydro_min_flow_mw, hydro_avg_flow_mw) SELECT 21 as hydro_simple_scenario_id, 158051 as generation_plant_id, 2006 as year, month, hydro_min_flow_mw, hydro_avg_flow_mw FROM switch.hydro_historical_monthly_capacity_factors WHERE generation_plant_id = 1157631124 AND hydro_simple_scenario_id = 1;
INSERT INTO switch.hydro_historical_monthly_capacity_factors (hydro_simple_scenario_id, generation_plant_id, year, month, hydro_min_flow_mw, hydro_avg_flow_mw) SELECT 21 as hydro_simple_scenario_id, 157859 as generation_plant_id, 2006 as year, month, hydro_min_flow_mw, hydro_avg_flow_mw FROM switch.hydro_historical_monthly_capacity_factors WHERE generation_plant_id = 5000843 AND hydro_simple_scenario_id = 1;
INSERT INTO switch.hydro_historical_monthly_capacity_factors (hydro_simple_scenario_id, generation_plant_id, year, month, hydro_min_flow_mw, hydro_avg_flow_mw) SELECT 21 as hydro_simple_scenario_id, 157860 as generation_plant_id, 2006 as year, month, hydro_min_flow_mw, hydro_avg_flow_mw FROM switch.hydro_historical_monthly_capacity_factors WHERE generation_plant_id = 5000844 AND hydro_simple_scenario_id = 1;
INSERT INTO switch.hydro_historical_monthly_capacity_factors (hydro_simple_scenario_id, generation_plant_id, year, month, hydro_min_flow_mw, hydro_avg_flow_mw) SELECT 21 as hydro_simple_scenario_id, 157940 as generation_plant_id, 2006 as year, month, hydro_min_flow_mw, hydro_avg_flow_mw FROM switch.hydro_historical_monthly_capacity_factors WHERE generation_plant_id = 1157631013 AND hydro_simple_scenario_id = 1;
INSERT INTO switch.hydro_historical_monthly_capacity_factors (hydro_simple_scenario_id, generation_plant_id, year, month, hydro_min_flow_mw, hydro_avg_flow_mw) SELECT 21 as hydro_simple_scenario_id, 157978 as generation_plant_id, 2006 as year, month, hydro_min_flow_mw, hydro_avg_flow_mw FROM switch.hydro_historical_monthly_capacity_factors WHERE generation_plant_id = 1157631051 AND hydro_simple_scenario_id = 1;
INSERT INTO switch.hydro_historical_monthly_capacity_factors (hydro_simple_scenario_id, generation_plant_id, year, month, hydro_min_flow_mw, hydro_avg_flow_mw) SELECT 21 as hydro_simple_scenario_id, 157861 as generation_plant_id, 2006 as year, month, hydro_min_flow_mw, hydro_avg_flow_mw FROM switch.hydro_historical_monthly_capacity_factors WHERE generation_plant_id = 5000845 AND hydro_simple_scenario_id = 1;
INSERT INTO switch.hydro_historical_monthly_capacity_factors (hydro_simple_scenario_id, generation_plant_id, year, month, hydro_min_flow_mw, hydro_avg_flow_mw) SELECT 21 as hydro_simple_scenario_id, 158018 as generation_plant_id, 2006 as year, month, hydro_min_flow_mw, hydro_avg_flow_mw FROM switch.hydro_historical_monthly_capacity_factors WHERE generation_plant_id = 1157631091 AND hydro_simple_scenario_id = 1;
INSERT INTO switch.hydro_historical_monthly_capacity_factors (hydro_simple_scenario_id, generation_plant_id, year, month, hydro_min_flow_mw, hydro_avg_flow_mw) SELECT 21 as hydro_simple_scenario_id, 158019 as generation_plant_id, 2006 as year, month, hydro_min_flow_mw, hydro_avg_flow_mw FROM switch.hydro_historical_monthly_capacity_factors WHERE generation_plant_id = 1157631092 AND hydro_simple_scenario_id = 1;
INSERT INTO switch.hydro_historical_monthly_capacity_factors (hydro_simple_scenario_id, generation_plant_id, year, month, hydro_min_flow_mw, hydro_avg_flow_mw) SELECT 21 as hydro_simple_scenario_id, 157830 as generation_plant_id, 2006 as year, month, hydro_min_flow_mw, hydro_avg_flow_mw FROM switch.hydro_historical_monthly_capacity_factors WHERE generation_plant_id = 5000814 AND hydro_simple_scenario_id = 1;
INSERT INTO switch.hydro_historical_monthly_capacity_factors (hydro_simple_scenario_id, generation_plant_id, year, month, hydro_min_flow_mw, hydro_avg_flow_mw) SELECT 21 as hydro_simple_scenario_id, 157958 as generation_plant_id, 2006 as year, month, hydro_min_flow_mw, hydro_avg_flow_mw FROM switch.hydro_historical_monthly_capacity_factors WHERE generation_plant_id = 1157631031 AND hydro_simple_scenario_id = 1;
INSERT INTO switch.hydro_historical_monthly_capacity_factors (hydro_simple_scenario_id, generation_plant_id, year, month, hydro_min_flow_mw, hydro_avg_flow_mw) SELECT 21 as hydro_simple_scenario_id, 157950 as generation_plant_id, 2006 as year, month, hydro_min_flow_mw, hydro_avg_flow_mw FROM switch.hydro_historical_monthly_capacity_factors WHERE generation_plant_id = 1157631023 AND hydro_simple_scenario_id = 1;
INSERT INTO switch.hydro_historical_monthly_capacity_factors (hydro_simple_scenario_id, generation_plant_id, year, month, hydro_min_flow_mw, hydro_avg_flow_mw) SELECT 21 as hydro_simple_scenario_id, 157941 as generation_plant_id, 2006 as year, month, hydro_min_flow_mw, hydro_avg_flow_mw FROM switch.hydro_historical_monthly_capacity_factors WHERE generation_plant_id = 1157631014 AND hydro_simple_scenario_id = 1;
INSERT INTO switch.hydro_historical_monthly_capacity_factors (hydro_simple_scenario_id, generation_plant_id, year, month, hydro_min_flow_mw, hydro_avg_flow_mw) SELECT 21 as hydro_simple_scenario_id, 158031 as generation_plant_id, 2006 as year, month, hydro_min_flow_mw, hydro_avg_flow_mw FROM switch.hydro_historical_monthly_capacity_factors WHERE generation_plant_id = 1157631104 AND hydro_simple_scenario_id = 1;
INSERT INTO switch.hydro_historical_monthly_capacity_factors (hydro_simple_scenario_id, generation_plant_id, year, month, hydro_min_flow_mw, hydro_avg_flow_mw) SELECT 21 as hydro_simple_scenario_id, 158028 as generation_plant_id, 2006 as year, month, hydro_min_flow_mw, hydro_avg_flow_mw FROM switch.hydro_historical_monthly_capacity_factors WHERE generation_plant_id = 1157631101 AND hydro_simple_scenario_id = 1;
INSERT INTO switch.hydro_historical_monthly_capacity_factors (hydro_simple_scenario_id, generation_plant_id, year, month, hydro_min_flow_mw, hydro_avg_flow_mw) SELECT 21 as hydro_simple_scenario_id, 158029 as generation_plant_id, 2006 as year, month, hydro_min_flow_mw, hydro_avg_flow_mw FROM switch.hydro_historical_monthly_capacity_factors WHERE generation_plant_id = 1157631102 AND hydro_simple_scenario_id = 1;
INSERT INTO switch.hydro_historical_monthly_capacity_factors (hydro_simple_scenario_id, generation_plant_id, year, month, hydro_min_flow_mw, hydro_avg_flow_mw) SELECT 21 as hydro_simple_scenario_id, 158030 as generation_plant_id, 2006 as year, month, hydro_min_flow_mw, hydro_avg_flow_mw FROM switch.hydro_historical_monthly_capacity_factors WHERE generation_plant_id = 1157631103 AND hydro_simple_scenario_id = 1;
INSERT INTO switch.hydro_historical_monthly_capacity_factors (hydro_simple_scenario_id, generation_plant_id, year, month, hydro_min_flow_mw, hydro_avg_flow_mw) SELECT 21 as hydro_simple_scenario_id, 158034 as generation_plant_id, 2006 as year, month, hydro_min_flow_mw, hydro_avg_flow_mw FROM switch.hydro_historical_monthly_capacity_factors WHERE generation_plant_id = 1157631107 AND hydro_simple_scenario_id = 1;
INSERT INTO switch.hydro_historical_monthly_capacity_factors (hydro_simple_scenario_id, generation_plant_id, year, month, hydro_min_flow_mw, hydro_avg_flow_mw) SELECT 21 as hydro_simple_scenario_id, 158036 as generation_plant_id, 2006 as year, month, hydro_min_flow_mw, hydro_avg_flow_mw FROM switch.hydro_historical_monthly_capacity_factors WHERE generation_plant_id = 1157631109 AND hydro_simple_scenario_id = 1;
INSERT INTO switch.hydro_historical_monthly_capacity_factors (hydro_simple_scenario_id, generation_plant_id, year, month, hydro_min_flow_mw, hydro_avg_flow_mw) SELECT 21 as hydro_simple_scenario_id, 158037 as generation_plant_id, 2006 as year, month, hydro_min_flow_mw, hydro_avg_flow_mw FROM switch.hydro_historical_monthly_capacity_factors WHERE generation_plant_id = 1157631110 AND hydro_simple_scenario_id = 1;
INSERT INTO switch.hydro_historical_monthly_capacity_factors (hydro_simple_scenario_id, generation_plant_id, year, month, hydro_min_flow_mw, hydro_avg_flow_mw) SELECT 21 as hydro_simple_scenario_id, 158039 as generation_plant_id, 2006 as year, month, hydro_min_flow_mw, hydro_avg_flow_mw FROM switch.hydro_historical_monthly_capacity_factors WHERE generation_plant_id = 1157631112 AND hydro_simple_scenario_id = 1;
INSERT INTO switch.hydro_historical_monthly_capacity_factors (hydro_simple_scenario_id, generation_plant_id, year, month, hydro_min_flow_mw, hydro_avg_flow_mw) SELECT 21 as hydro_simple_scenario_id, 158038 as generation_plant_id, 2006 as year, month, hydro_min_flow_mw, hydro_avg_flow_mw FROM switch.hydro_historical_monthly_capacity_factors WHERE generation_plant_id = 1157631111 AND hydro_simple_scenario_id = 1;
INSERT INTO switch.hydro_historical_monthly_capacity_factors (hydro_simple_scenario_id, generation_plant_id, year, month, hydro_min_flow_mw, hydro_avg_flow_mw) SELECT 21 as hydro_simple_scenario_id, 158027 as generation_plant_id, 2006 as year, month, hydro_min_flow_mw, hydro_avg_flow_mw FROM switch.hydro_historical_monthly_capacity_factors WHERE generation_plant_id = 1157631100 AND hydro_simple_scenario_id = 1;
INSERT INTO switch.hydro_historical_monthly_capacity_factors (hydro_simple_scenario_id, generation_plant_id, year, month, hydro_min_flow_mw, hydro_avg_flow_mw) SELECT 21 as hydro_simple_scenario_id, 158035 as generation_plant_id, 2006 as year, month, hydro_min_flow_mw, hydro_avg_flow_mw FROM switch.hydro_historical_monthly_capacity_factors WHERE generation_plant_id = 1157631108 AND hydro_simple_scenario_id = 1;
INSERT INTO switch.hydro_historical_monthly_capacity_factors (hydro_simple_scenario_id, generation_plant_id, year, month, hydro_min_flow_mw, hydro_avg_flow_mw) SELECT 21 as hydro_simple_scenario_id, 158033 as generation_plant_id, 2006 as year, month, hydro_min_flow_mw, hydro_avg_flow_mw FROM switch.hydro_historical_monthly_capacity_factors WHERE generation_plant_id = 1157631106 AND hydro_simple_scenario_id = 1;
INSERT INTO switch.hydro_historical_monthly_capacity_factors (hydro_simple_scenario_id, generation_plant_id, year, month, hydro_min_flow_mw, hydro_avg_flow_mw) SELECT 21 as hydro_simple_scenario_id, 158032 as generation_plant_id, 2006 as year, month, hydro_min_flow_mw, hydro_avg_flow_mw FROM switch.hydro_historical_monthly_capacity_factors WHERE generation_plant_id = 1157631105 AND hydro_simple_scenario_id = 1;
INSERT INTO switch.hydro_historical_monthly_capacity_factors (hydro_simple_scenario_id, generation_plant_id, year, month, hydro_min_flow_mw, hydro_avg_flow_mw) SELECT 21 as hydro_simple_scenario_id, 157862 as generation_plant_id, 2006 as year, month, hydro_min_flow_mw, hydro_avg_flow_mw FROM switch.hydro_historical_monthly_capacity_factors WHERE generation_plant_id = 5000846 AND hydro_simple_scenario_id = 1;
INSERT INTO switch.hydro_historical_monthly_capacity_factors (hydro_simple_scenario_id, generation_plant_id, year, month, hydro_min_flow_mw, hydro_avg_flow_mw) SELECT 21 as hydro_simple_scenario_id, 157831 as generation_plant_id, 2006 as year, month, hydro_min_flow_mw, hydro_avg_flow_mw FROM switch.hydro_historical_monthly_capacity_factors WHERE generation_plant_id = 5000815 AND hydro_simple_scenario_id = 1;
INSERT INTO switch.hydro_historical_monthly_capacity_factors (hydro_simple_scenario_id, generation_plant_id, year, month, hydro_min_flow_mw, hydro_avg_flow_mw) SELECT 21 as hydro_simple_scenario_id, 157863 as generation_plant_id, 2006 as year, month, hydro_min_flow_mw, hydro_avg_flow_mw FROM switch.hydro_historical_monthly_capacity_factors WHERE generation_plant_id = 5000847 AND hydro_simple_scenario_id = 1;
INSERT INTO switch.hydro_historical_monthly_capacity_factors (hydro_simple_scenario_id, generation_plant_id, year, month, hydro_min_flow_mw, hydro_avg_flow_mw) SELECT 21 as hydro_simple_scenario_id, 157864 as generation_plant_id, 2006 as year, month, hydro_min_flow_mw, hydro_avg_flow_mw FROM switch.hydro_historical_monthly_capacity_factors WHERE generation_plant_id = 5000848 AND hydro_simple_scenario_id = 1;
INSERT INTO switch.hydro_historical_monthly_capacity_factors (hydro_simple_scenario_id, generation_plant_id, year, month, hydro_min_flow_mw, hydro_avg_flow_mw) SELECT 21 as hydro_simple_scenario_id, 157865 as generation_plant_id, 2006 as year, month, hydro_min_flow_mw, hydro_avg_flow_mw FROM switch.hydro_historical_monthly_capacity_factors WHERE generation_plant_id = 5000849 AND hydro_simple_scenario_id = 1;
INSERT INTO switch.hydro_historical_monthly_capacity_factors (hydro_simple_scenario_id, generation_plant_id, year, month, hydro_min_flow_mw, hydro_avg_flow_mw) SELECT 21 as hydro_simple_scenario_id, 157866 as generation_plant_id, 2006 as year, month, hydro_min_flow_mw, hydro_avg_flow_mw FROM switch.hydro_historical_monthly_capacity_factors WHERE generation_plant_id = 5000850 AND hydro_simple_scenario_id = 1;
INSERT INTO switch.hydro_historical_monthly_capacity_factors (hydro_simple_scenario_id, generation_plant_id, year, month, hydro_min_flow_mw, hydro_avg_flow_mw) SELECT 21 as hydro_simple_scenario_id, 157993 as generation_plant_id, 2006 as year, month, hydro_min_flow_mw, hydro_avg_flow_mw FROM switch.hydro_historical_monthly_capacity_factors WHERE generation_plant_id = 1157631066 AND hydro_simple_scenario_id = 1;
INSERT INTO switch.hydro_historical_monthly_capacity_factors (hydro_simple_scenario_id, generation_plant_id, year, month, hydro_min_flow_mw, hydro_avg_flow_mw) SELECT 21 as hydro_simple_scenario_id, 157995 as generation_plant_id, 2006 as year, month, hydro_min_flow_mw, hydro_avg_flow_mw FROM switch.hydro_historical_monthly_capacity_factors WHERE generation_plant_id = 1157631068 AND hydro_simple_scenario_id = 1;
INSERT INTO switch.hydro_historical_monthly_capacity_factors (hydro_simple_scenario_id, generation_plant_id, year, month, hydro_min_flow_mw, hydro_avg_flow_mw) SELECT 21 as hydro_simple_scenario_id, 157867 as generation_plant_id, 2006 as year, month, hydro_min_flow_mw, hydro_avg_flow_mw FROM switch.hydro_historical_monthly_capacity_factors WHERE generation_plant_id = 5000851 AND hydro_simple_scenario_id = 1;
INSERT INTO switch.hydro_historical_monthly_capacity_factors (hydro_simple_scenario_id, generation_plant_id, year, month, hydro_min_flow_mw, hydro_avg_flow_mw) SELECT 21 as hydro_simple_scenario_id, 158006 as generation_plant_id, 2006 as year, month, hydro_min_flow_mw, hydro_avg_flow_mw FROM switch.hydro_historical_monthly_capacity_factors WHERE generation_plant_id = 1157631079 AND hydro_simple_scenario_id = 1;
INSERT INTO switch.hydro_historical_monthly_capacity_factors (hydro_simple_scenario_id, generation_plant_id, year, month, hydro_min_flow_mw, hydro_avg_flow_mw) SELECT 21 as hydro_simple_scenario_id, 157868 as generation_plant_id, 2006 as year, month, hydro_min_flow_mw, hydro_avg_flow_mw FROM switch.hydro_historical_monthly_capacity_factors WHERE generation_plant_id = 5000852 AND hydro_simple_scenario_id = 1;
INSERT INTO switch.hydro_historical_monthly_capacity_factors (hydro_simple_scenario_id, generation_plant_id, year, month, hydro_min_flow_mw, hydro_avg_flow_mw) SELECT 21 as hydro_simple_scenario_id, 157832 as generation_plant_id, 2006 as year, month, hydro_min_flow_mw, hydro_avg_flow_mw FROM switch.hydro_historical_monthly_capacity_factors WHERE generation_plant_id = 5000816 AND hydro_simple_scenario_id = 1;
INSERT INTO switch.hydro_historical_monthly_capacity_factors (hydro_simple_scenario_id, generation_plant_id, year, month, hydro_min_flow_mw, hydro_avg_flow_mw) SELECT 21 as hydro_simple_scenario_id, 157869 as generation_plant_id, 2006 as year, month, hydro_min_flow_mw, hydro_avg_flow_mw FROM switch.hydro_historical_monthly_capacity_factors WHERE generation_plant_id = 5000853 AND hydro_simple_scenario_id = 1;
INSERT INTO switch.hydro_historical_monthly_capacity_factors (hydro_simple_scenario_id, generation_plant_id, year, month, hydro_min_flow_mw, hydro_avg_flow_mw) SELECT 21 as hydro_simple_scenario_id, 157870 as generation_plant_id, 2006 as year, month, hydro_min_flow_mw, hydro_avg_flow_mw FROM switch.hydro_historical_monthly_capacity_factors WHERE generation_plant_id = 5000854 AND hydro_simple_scenario_id = 1;
INSERT INTO switch.hydro_historical_monthly_capacity_factors (hydro_simple_scenario_id, generation_plant_id, year, month, hydro_min_flow_mw, hydro_avg_flow_mw) SELECT 21 as hydro_simple_scenario_id, 157957 as generation_plant_id, 2006 as year, month, hydro_min_flow_mw, hydro_avg_flow_mw FROM switch.hydro_historical_monthly_capacity_factors WHERE generation_plant_id = 1157631030 AND hydro_simple_scenario_id = 1;
INSERT INTO switch.hydro_historical_monthly_capacity_factors (hydro_simple_scenario_id, generation_plant_id, year, month, hydro_min_flow_mw, hydro_avg_flow_mw) SELECT 21 as hydro_simple_scenario_id, 157954 as generation_plant_id, 2006 as year, month, hydro_min_flow_mw, hydro_avg_flow_mw FROM switch.hydro_historical_monthly_capacity_factors WHERE generation_plant_id = 1157631027 AND hydro_simple_scenario_id = 1;
INSERT INTO switch.hydro_historical_monthly_capacity_factors (hydro_simple_scenario_id, generation_plant_id, year, month, hydro_min_flow_mw, hydro_avg_flow_mw) SELECT 21 as hydro_simple_scenario_id, 157953 as generation_plant_id, 2006 as year, month, hydro_min_flow_mw, hydro_avg_flow_mw FROM switch.hydro_historical_monthly_capacity_factors WHERE generation_plant_id = 1157631026 AND hydro_simple_scenario_id = 1;
INSERT INTO switch.hydro_historical_monthly_capacity_factors (hydro_simple_scenario_id, generation_plant_id, year, month, hydro_min_flow_mw, hydro_avg_flow_mw) SELECT 21 as hydro_simple_scenario_id, 157871 as generation_plant_id, 2006 as year, month, hydro_min_flow_mw, hydro_avg_flow_mw FROM switch.hydro_historical_monthly_capacity_factors WHERE generation_plant_id = 5000855 AND hydro_simple_scenario_id = 1;
INSERT INTO switch.hydro_historical_monthly_capacity_factors (hydro_simple_scenario_id, generation_plant_id, year, month, hydro_min_flow_mw, hydro_avg_flow_mw) SELECT 21 as hydro_simple_scenario_id, 157872 as generation_plant_id, 2006 as year, month, hydro_min_flow_mw, hydro_avg_flow_mw FROM switch.hydro_historical_monthly_capacity_factors WHERE generation_plant_id = 5000856 AND hydro_simple_scenario_id = 1;
INSERT INTO switch.hydro_historical_monthly_capacity_factors (hydro_simple_scenario_id, generation_plant_id, year, month, hydro_min_flow_mw, hydro_avg_flow_mw) SELECT 21 as hydro_simple_scenario_id, 157873 as generation_plant_id, 2006 as year, month, hydro_min_flow_mw, hydro_avg_flow_mw FROM switch.hydro_historical_monthly_capacity_factors WHERE generation_plant_id = 5000857 AND hydro_simple_scenario_id = 1;
INSERT INTO switch.hydro_historical_monthly_capacity_factors (hydro_simple_scenario_id, generation_plant_id, year, month, hydro_min_flow_mw, hydro_avg_flow_mw) SELECT 21 as hydro_simple_scenario_id, 158045 as generation_plant_id, 2006 as year, month, hydro_min_flow_mw, hydro_avg_flow_mw FROM switch.hydro_historical_monthly_capacity_factors WHERE generation_plant_id = 1157631118 AND hydro_simple_scenario_id = 1;
INSERT INTO switch.hydro_historical_monthly_capacity_factors (hydro_simple_scenario_id, generation_plant_id, year, month, hydro_min_flow_mw, hydro_avg_flow_mw) SELECT 21 as hydro_simple_scenario_id, 157992 as generation_plant_id, 2006 as year, month, hydro_min_flow_mw, hydro_avg_flow_mw FROM switch.hydro_historical_monthly_capacity_factors WHERE generation_plant_id = 1157631065 AND hydro_simple_scenario_id = 1;
INSERT INTO switch.hydro_historical_monthly_capacity_factors (hydro_simple_scenario_id, generation_plant_id, year, month, hydro_min_flow_mw, hydro_avg_flow_mw) SELECT 21 as hydro_simple_scenario_id, 158025 as generation_plant_id, 2006 as year, month, hydro_min_flow_mw, hydro_avg_flow_mw FROM switch.hydro_historical_monthly_capacity_factors WHERE generation_plant_id = 1157631098 AND hydro_simple_scenario_id = 1;
INSERT INTO switch.hydro_historical_monthly_capacity_factors (hydro_simple_scenario_id, generation_plant_id, year, month, hydro_min_flow_mw, hydro_avg_flow_mw) SELECT 21 as hydro_simple_scenario_id, 157994 as generation_plant_id, 2006 as year, month, hydro_min_flow_mw, hydro_avg_flow_mw FROM switch.hydro_historical_monthly_capacity_factors WHERE generation_plant_id = 1157631067 AND hydro_simple_scenario_id = 1;
INSERT INTO switch.hydro_historical_monthly_capacity_factors (hydro_simple_scenario_id, generation_plant_id, year, month, hydro_min_flow_mw, hydro_avg_flow_mw) SELECT 21 as hydro_simple_scenario_id, 157986 as generation_plant_id, 2006 as year, month, hydro_min_flow_mw, hydro_avg_flow_mw FROM switch.hydro_historical_monthly_capacity_factors WHERE generation_plant_id = 1157631059 AND hydro_simple_scenario_id = 1;
INSERT INTO switch.hydro_historical_monthly_capacity_factors (hydro_simple_scenario_id, generation_plant_id, year, month, hydro_min_flow_mw, hydro_avg_flow_mw) SELECT 21 as hydro_simple_scenario_id, 157874 as generation_plant_id, 2006 as year, month, hydro_min_flow_mw, hydro_avg_flow_mw FROM switch.hydro_historical_monthly_capacity_factors WHERE generation_plant_id = 5000858 AND hydro_simple_scenario_id = 1;
INSERT INTO switch.hydro_historical_monthly_capacity_factors (hydro_simple_scenario_id, generation_plant_id, year, month, hydro_min_flow_mw, hydro_avg_flow_mw) SELECT 21 as hydro_simple_scenario_id, 157875 as generation_plant_id, 2006 as year, month, hydro_min_flow_mw, hydro_avg_flow_mw FROM switch.hydro_historical_monthly_capacity_factors WHERE generation_plant_id = 5000859 AND hydro_simple_scenario_id = 1;
INSERT INTO switch.hydro_historical_monthly_capacity_factors (hydro_simple_scenario_id, generation_plant_id, year, month, hydro_min_flow_mw, hydro_avg_flow_mw) SELECT 21 as hydro_simple_scenario_id, 157876 as generation_plant_id, 2006 as year, month, hydro_min_flow_mw, hydro_avg_flow_mw FROM switch.hydro_historical_monthly_capacity_factors WHERE generation_plant_id = 5000860 AND hydro_simple_scenario_id = 1;
INSERT INTO switch.hydro_historical_monthly_capacity_factors (hydro_simple_scenario_id, generation_plant_id, year, month, hydro_min_flow_mw, hydro_avg_flow_mw) SELECT 21 as hydro_simple_scenario_id, 158021 as generation_plant_id, 2006 as year, month, hydro_min_flow_mw, hydro_avg_flow_mw FROM switch.hydro_historical_monthly_capacity_factors WHERE generation_plant_id = 1157631094 AND hydro_simple_scenario_id = 1;
INSERT INTO switch.hydro_historical_monthly_capacity_factors (hydro_simple_scenario_id, generation_plant_id, year, month, hydro_min_flow_mw, hydro_avg_flow_mw) SELECT 21 as hydro_simple_scenario_id, 158026 as generation_plant_id, 2006 as year, month, hydro_min_flow_mw, hydro_avg_flow_mw FROM switch.hydro_historical_monthly_capacity_factors WHERE generation_plant_id = 1157631099 AND hydro_simple_scenario_id = 1;
INSERT INTO switch.hydro_historical_monthly_capacity_factors (hydro_simple_scenario_id, generation_plant_id, year, month, hydro_min_flow_mw, hydro_avg_flow_mw) SELECT 21 as hydro_simple_scenario_id, 158022 as generation_plant_id, 2006 as year, month, hydro_min_flow_mw, hydro_avg_flow_mw FROM switch.hydro_historical_monthly_capacity_factors WHERE generation_plant_id = 1157631095 AND hydro_simple_scenario_id = 1;
INSERT INTO switch.hydro_historical_monthly_capacity_factors (hydro_simple_scenario_id, generation_plant_id, year, month, hydro_min_flow_mw, hydro_avg_flow_mw) SELECT 21 as hydro_simple_scenario_id, 157877 as generation_plant_id, 2006 as year, month, hydro_min_flow_mw, hydro_avg_flow_mw FROM switch.hydro_historical_monthly_capacity_factors WHERE generation_plant_id = 5000861 AND hydro_simple_scenario_id = 1;
INSERT INTO switch.hydro_historical_monthly_capacity_factors (hydro_simple_scenario_id, generation_plant_id, year, month, hydro_min_flow_mw, hydro_avg_flow_mw) SELECT 21 as hydro_simple_scenario_id, 157948 as generation_plant_id, 2006 as year, month, hydro_min_flow_mw, hydro_avg_flow_mw FROM switch.hydro_historical_monthly_capacity_factors WHERE generation_plant_id = 1157631021 AND hydro_simple_scenario_id = 1;
INSERT INTO switch.hydro_historical_monthly_capacity_factors (hydro_simple_scenario_id, generation_plant_id, year, month, hydro_min_flow_mw, hydro_avg_flow_mw) SELECT 21 as hydro_simple_scenario_id, 157969 as generation_plant_id, 2006 as year, month, hydro_min_flow_mw, hydro_avg_flow_mw FROM switch.hydro_historical_monthly_capacity_factors WHERE generation_plant_id = 1157631042 AND hydro_simple_scenario_id = 1;
INSERT INTO switch.hydro_historical_monthly_capacity_factors (hydro_simple_scenario_id, generation_plant_id, year, month, hydro_min_flow_mw, hydro_avg_flow_mw) SELECT 21 as hydro_simple_scenario_id, 157973 as generation_plant_id, 2006 as year, month, hydro_min_flow_mw, hydro_avg_flow_mw FROM switch.hydro_historical_monthly_capacity_factors WHERE generation_plant_id = 1157631046 AND hydro_simple_scenario_id = 1;
INSERT INTO switch.hydro_historical_monthly_capacity_factors (hydro_simple_scenario_id, generation_plant_id, year, month, hydro_min_flow_mw, hydro_avg_flow_mw) SELECT 21 as hydro_simple_scenario_id, 157979 as generation_plant_id, 2006 as year, month, hydro_min_flow_mw, hydro_avg_flow_mw FROM switch.hydro_historical_monthly_capacity_factors WHERE generation_plant_id = 1157631052 AND hydro_simple_scenario_id = 1;
INSERT INTO switch.hydro_historical_monthly_capacity_factors (hydro_simple_scenario_id, generation_plant_id, year, month, hydro_min_flow_mw, hydro_avg_flow_mw) SELECT 21 as hydro_simple_scenario_id, 157833 as generation_plant_id, 2006 as year, month, hydro_min_flow_mw, hydro_avg_flow_mw FROM switch.hydro_historical_monthly_capacity_factors WHERE generation_plant_id = 5000817 AND hydro_simple_scenario_id = 1;
INSERT INTO switch.hydro_historical_monthly_capacity_factors (hydro_simple_scenario_id, generation_plant_id, year, month, hydro_min_flow_mw, hydro_avg_flow_mw) SELECT 21 as hydro_simple_scenario_id, 157878 as generation_plant_id, 2006 as year, month, hydro_min_flow_mw, hydro_avg_flow_mw FROM switch.hydro_historical_monthly_capacity_factors WHERE generation_plant_id = 5000862 AND hydro_simple_scenario_id = 1;
INSERT INTO switch.hydro_historical_monthly_capacity_factors (hydro_simple_scenario_id, generation_plant_id, year, month, hydro_min_flow_mw, hydro_avg_flow_mw) SELECT 21 as hydro_simple_scenario_id, 157834 as generation_plant_id, 2006 as year, month, hydro_min_flow_mw, hydro_avg_flow_mw FROM switch.hydro_historical_monthly_capacity_factors WHERE generation_plant_id = 5000818 AND hydro_simple_scenario_id = 1;
INSERT INTO switch.hydro_historical_monthly_capacity_factors (hydro_simple_scenario_id, generation_plant_id, year, month, hydro_min_flow_mw, hydro_avg_flow_mw) SELECT 21 as hydro_simple_scenario_id, 158057 as generation_plant_id, 2006 as year, month, hydro_min_flow_mw, hydro_avg_flow_mw FROM switch.hydro_historical_monthly_capacity_factors WHERE generation_plant_id = 1157631130 AND hydro_simple_scenario_id = 1;
INSERT INTO switch.hydro_historical_monthly_capacity_factors (hydro_simple_scenario_id, generation_plant_id, year, month, hydro_min_flow_mw, hydro_avg_flow_mw) SELECT 21 as hydro_simple_scenario_id, 157879 as generation_plant_id, 2006 as year, month, hydro_min_flow_mw, hydro_avg_flow_mw FROM switch.hydro_historical_monthly_capacity_factors WHERE generation_plant_id = 5000863 AND hydro_simple_scenario_id = 1;
INSERT INTO switch.hydro_historical_monthly_capacity_factors (hydro_simple_scenario_id, generation_plant_id, year, month, hydro_min_flow_mw, hydro_avg_flow_mw) SELECT 21 as hydro_simple_scenario_id, 157835 as generation_plant_id, 2006 as year, month, hydro_min_flow_mw, hydro_avg_flow_mw FROM switch.hydro_historical_monthly_capacity_factors WHERE generation_plant_id = 5000819 AND hydro_simple_scenario_id = 1;
INSERT INTO switch.hydro_historical_monthly_capacity_factors (hydro_simple_scenario_id, generation_plant_id, year, month, hydro_min_flow_mw, hydro_avg_flow_mw) SELECT 21 as hydro_simple_scenario_id, 157836 as generation_plant_id, 2006 as year, month, hydro_min_flow_mw, hydro_avg_flow_mw FROM switch.hydro_historical_monthly_capacity_factors WHERE generation_plant_id = 5000820 AND hydro_simple_scenario_id = 1;
INSERT INTO switch.hydro_historical_monthly_capacity_factors (hydro_simple_scenario_id, generation_plant_id, year, month, hydro_min_flow_mw, hydro_avg_flow_mw) SELECT 21 as hydro_simple_scenario_id, 157956 as generation_plant_id, 2006 as year, month, hydro_min_flow_mw, hydro_avg_flow_mw FROM switch.hydro_historical_monthly_capacity_factors WHERE generation_plant_id = 1157631029 AND hydro_simple_scenario_id = 1;
INSERT INTO switch.hydro_historical_monthly_capacity_factors (hydro_simple_scenario_id, generation_plant_id, year, month, hydro_min_flow_mw, hydro_avg_flow_mw) SELECT 21 as hydro_simple_scenario_id, 157951 as generation_plant_id, 2006 as year, month, hydro_min_flow_mw, hydro_avg_flow_mw FROM switch.hydro_historical_monthly_capacity_factors WHERE generation_plant_id = 1157631024 AND hydro_simple_scenario_id = 1;
INSERT INTO switch.hydro_historical_monthly_capacity_factors (hydro_simple_scenario_id, generation_plant_id, year, month, hydro_min_flow_mw, hydro_avg_flow_mw) SELECT 21 as hydro_simple_scenario_id, 157880 as generation_plant_id, 2006 as year, month, hydro_min_flow_mw, hydro_avg_flow_mw FROM switch.hydro_historical_monthly_capacity_factors WHERE generation_plant_id = 5000864 AND hydro_simple_scenario_id = 1;
INSERT INTO switch.hydro_historical_monthly_capacity_factors (hydro_simple_scenario_id, generation_plant_id, year, month, hydro_min_flow_mw, hydro_avg_flow_mw) SELECT 21 as hydro_simple_scenario_id, 157881 as generation_plant_id, 2006 as year, month, hydro_min_flow_mw, hydro_avg_flow_mw FROM switch.hydro_historical_monthly_capacity_factors WHERE generation_plant_id = 5000865 AND hydro_simple_scenario_id = 1;
INSERT INTO switch.hydro_historical_monthly_capacity_factors (hydro_simple_scenario_id, generation_plant_id, year, month, hydro_min_flow_mw, hydro_avg_flow_mw) SELECT 21 as hydro_simple_scenario_id, 157837 as generation_plant_id, 2006 as year, month, hydro_min_flow_mw, hydro_avg_flow_mw FROM switch.hydro_historical_monthly_capacity_factors WHERE generation_plant_id = 5000821 AND hydro_simple_scenario_id = 1;
INSERT INTO switch.hydro_historical_monthly_capacity_factors (hydro_simple_scenario_id, generation_plant_id, year, month, hydro_min_flow_mw, hydro_avg_flow_mw) SELECT 21 as hydro_simple_scenario_id, 157882 as generation_plant_id, 2006 as year, month, hydro_min_flow_mw, hydro_avg_flow_mw FROM switch.hydro_historical_monthly_capacity_factors WHERE generation_plant_id = 5000866 AND hydro_simple_scenario_id = 1;
INSERT INTO switch.hydro_historical_monthly_capacity_factors (hydro_simple_scenario_id, generation_plant_id, year, month, hydro_min_flow_mw, hydro_avg_flow_mw) SELECT 21 as hydro_simple_scenario_id, 157968 as generation_plant_id, 2006 as year, month, hydro_min_flow_mw, hydro_avg_flow_mw FROM switch.hydro_historical_monthly_capacity_factors WHERE generation_plant_id = 1157631041 AND hydro_simple_scenario_id = 1;
INSERT INTO switch.hydro_historical_monthly_capacity_factors (hydro_simple_scenario_id, generation_plant_id, year, month, hydro_min_flow_mw, hydro_avg_flow_mw) SELECT 21 as hydro_simple_scenario_id, 157967 as generation_plant_id, 2006 as year, month, hydro_min_flow_mw, hydro_avg_flow_mw FROM switch.hydro_historical_monthly_capacity_factors WHERE generation_plant_id = 1157631040 AND hydro_simple_scenario_id = 1;
INSERT INTO switch.hydro_historical_monthly_capacity_factors (hydro_simple_scenario_id, generation_plant_id, year, month, hydro_min_flow_mw, hydro_avg_flow_mw) SELECT 21 as hydro_simple_scenario_id, 157883 as generation_plant_id, 2006 as year, month, hydro_min_flow_mw, hydro_avg_flow_mw FROM switch.hydro_historical_monthly_capacity_factors WHERE generation_plant_id = 5000867 AND hydro_simple_scenario_id = 1;
INSERT INTO switch.hydro_historical_monthly_capacity_factors (hydro_simple_scenario_id, generation_plant_id, year, month, hydro_min_flow_mw, hydro_avg_flow_mw) SELECT 21 as hydro_simple_scenario_id, 157887 as generation_plant_id, 2006 as year, month, hydro_min_flow_mw, hydro_avg_flow_mw FROM switch.hydro_historical_monthly_capacity_factors WHERE generation_plant_id = 5000871 AND hydro_simple_scenario_id = 1;
INSERT INTO switch.hydro_historical_monthly_capacity_factors (hydro_simple_scenario_id, generation_plant_id, year, month, hydro_min_flow_mw, hydro_avg_flow_mw) SELECT 21 as hydro_simple_scenario_id, 157885 as generation_plant_id, 2006 as year, month, hydro_min_flow_mw, hydro_avg_flow_mw FROM switch.hydro_historical_monthly_capacity_factors WHERE generation_plant_id = 5000869 AND hydro_simple_scenario_id = 1;
INSERT INTO switch.hydro_historical_monthly_capacity_factors (hydro_simple_scenario_id, generation_plant_id, year, month, hydro_min_flow_mw, hydro_avg_flow_mw) SELECT 21 as hydro_simple_scenario_id, 157884 as generation_plant_id, 2006 as year, month, hydro_min_flow_mw, hydro_avg_flow_mw FROM switch.hydro_historical_monthly_capacity_factors WHERE generation_plant_id = 5000868 AND hydro_simple_scenario_id = 1;
INSERT INTO switch.hydro_historical_monthly_capacity_factors (hydro_simple_scenario_id, generation_plant_id, year, month, hydro_min_flow_mw, hydro_avg_flow_mw) SELECT 21 as hydro_simple_scenario_id, 157886 as generation_plant_id, 2006 as year, month, hydro_min_flow_mw, hydro_avg_flow_mw FROM switch.hydro_historical_monthly_capacity_factors WHERE generation_plant_id = 5000870 AND hydro_simple_scenario_id = 1;
INSERT INTO switch.hydro_historical_monthly_capacity_factors (hydro_simple_scenario_id, generation_plant_id, year, month, hydro_min_flow_mw, hydro_avg_flow_mw) SELECT 21 as hydro_simple_scenario_id, 157946 as generation_plant_id, 2006 as year, month, hydro_min_flow_mw, hydro_avg_flow_mw FROM switch.hydro_historical_monthly_capacity_factors WHERE generation_plant_id = 1157631019 AND hydro_simple_scenario_id = 1;
INSERT INTO switch.hydro_historical_monthly_capacity_factors (hydro_simple_scenario_id, generation_plant_id, year, month, hydro_min_flow_mw, hydro_avg_flow_mw) SELECT 21 as hydro_simple_scenario_id, 157944 as generation_plant_id, 2006 as year, month, hydro_min_flow_mw, hydro_avg_flow_mw FROM switch.hydro_historical_monthly_capacity_factors WHERE generation_plant_id = 1157631017 AND hydro_simple_scenario_id = 1;
INSERT INTO switch.hydro_historical_monthly_capacity_factors (hydro_simple_scenario_id, generation_plant_id, year, month, hydro_min_flow_mw, hydro_avg_flow_mw) SELECT 21 as hydro_simple_scenario_id, 157888 as generation_plant_id, 2006 as year, month, hydro_min_flow_mw, hydro_avg_flow_mw FROM switch.hydro_historical_monthly_capacity_factors WHERE generation_plant_id = 5000872 AND hydro_simple_scenario_id = 1;
INSERT INTO switch.hydro_historical_monthly_capacity_factors (hydro_simple_scenario_id, generation_plant_id, year, month, hydro_min_flow_mw, hydro_avg_flow_mw) SELECT 21 as hydro_simple_scenario_id, 157889 as generation_plant_id, 2006 as year, month, hydro_min_flow_mw, hydro_avg_flow_mw FROM switch.hydro_historical_monthly_capacity_factors WHERE generation_plant_id = 5000873 AND hydro_simple_scenario_id = 1;
INSERT INTO switch.hydro_historical_monthly_capacity_factors (hydro_simple_scenario_id, generation_plant_id, year, month, hydro_min_flow_mw, hydro_avg_flow_mw) SELECT 21 as hydro_simple_scenario_id, 157991 as generation_plant_id, 2006 as year, month, hydro_min_flow_mw, hydro_avg_flow_mw FROM switch.hydro_historical_monthly_capacity_factors WHERE generation_plant_id = 1157631064 AND hydro_simple_scenario_id = 1;
INSERT INTO switch.hydro_historical_monthly_capacity_factors (hydro_simple_scenario_id, generation_plant_id, year, month, hydro_min_flow_mw, hydro_avg_flow_mw) SELECT 21 as hydro_simple_scenario_id, 158041 as generation_plant_id, 2006 as year, month, hydro_min_flow_mw, hydro_avg_flow_mw FROM switch.hydro_historical_monthly_capacity_factors WHERE generation_plant_id = 1157631114 AND hydro_simple_scenario_id = 1;
INSERT INTO switch.hydro_historical_monthly_capacity_factors (hydro_simple_scenario_id, generation_plant_id, year, month, hydro_min_flow_mw, hydro_avg_flow_mw) SELECT 21 as hydro_simple_scenario_id, 158042 as generation_plant_id, 2006 as year, month, hydro_min_flow_mw, hydro_avg_flow_mw FROM switch.hydro_historical_monthly_capacity_factors WHERE generation_plant_id = 1157631115 AND hydro_simple_scenario_id = 1;
INSERT INTO switch.hydro_historical_monthly_capacity_factors (hydro_simple_scenario_id, generation_plant_id, year, month, hydro_min_flow_mw, hydro_avg_flow_mw) SELECT 21 as hydro_simple_scenario_id, 157890 as generation_plant_id, 2006 as year, month, hydro_min_flow_mw, hydro_avg_flow_mw FROM switch.hydro_historical_monthly_capacity_factors WHERE generation_plant_id = 5000874 AND hydro_simple_scenario_id = 1;
INSERT INTO switch.hydro_historical_monthly_capacity_factors (hydro_simple_scenario_id, generation_plant_id, year, month, hydro_min_flow_mw, hydro_avg_flow_mw) SELECT 21 as hydro_simple_scenario_id, 157891 as generation_plant_id, 2006 as year, month, hydro_min_flow_mw, hydro_avg_flow_mw FROM switch.hydro_historical_monthly_capacity_factors WHERE generation_plant_id = 5000875 AND hydro_simple_scenario_id = 1;
INSERT INTO switch.hydro_historical_monthly_capacity_factors (hydro_simple_scenario_id, generation_plant_id, year, month, hydro_min_flow_mw, hydro_avg_flow_mw) SELECT 21 as hydro_simple_scenario_id, 157892 as generation_plant_id, 2006 as year, month, hydro_min_flow_mw, hydro_avg_flow_mw FROM switch.hydro_historical_monthly_capacity_factors WHERE generation_plant_id = 5000876 AND hydro_simple_scenario_id = 1;
INSERT INTO switch.hydro_historical_monthly_capacity_factors (hydro_simple_scenario_id, generation_plant_id, year, month, hydro_min_flow_mw, hydro_avg_flow_mw) SELECT 21 as hydro_simple_scenario_id, 157893 as generation_plant_id, 2006 as year, month, hydro_min_flow_mw, hydro_avg_flow_mw FROM switch.hydro_historical_monthly_capacity_factors WHERE generation_plant_id = 5000877 AND hydro_simple_scenario_id = 1;
INSERT INTO switch.hydro_historical_monthly_capacity_factors (hydro_simple_scenario_id, generation_plant_id, year, month, hydro_min_flow_mw, hydro_avg_flow_mw) SELECT 21 as hydro_simple_scenario_id, 158020 as generation_plant_id, 2006 as year, month, hydro_min_flow_mw, hydro_avg_flow_mw FROM switch.hydro_historical_monthly_capacity_factors WHERE generation_plant_id = 1157631093 AND hydro_simple_scenario_id = 1;
INSERT INTO switch.hydro_historical_monthly_capacity_factors (hydro_simple_scenario_id, generation_plant_id, year, month, hydro_min_flow_mw, hydro_avg_flow_mw) SELECT 21 as hydro_simple_scenario_id, 158024 as generation_plant_id, 2006 as year, month, hydro_min_flow_mw, hydro_avg_flow_mw FROM switch.hydro_historical_monthly_capacity_factors WHERE generation_plant_id = 1157631097 AND hydro_simple_scenario_id = 1;
INSERT INTO switch.hydro_historical_monthly_capacity_factors (hydro_simple_scenario_id, generation_plant_id, year, month, hydro_min_flow_mw, hydro_avg_flow_mw) SELECT 21 as hydro_simple_scenario_id, 158054 as generation_plant_id, 2006 as year, month, hydro_min_flow_mw, hydro_avg_flow_mw FROM switch.hydro_historical_monthly_capacity_factors WHERE generation_plant_id = 1157631127 AND hydro_simple_scenario_id = 1;
INSERT INTO switch.hydro_historical_monthly_capacity_factors (hydro_simple_scenario_id, generation_plant_id, year, month, hydro_min_flow_mw, hydro_avg_flow_mw) SELECT 21 as hydro_simple_scenario_id, 158058 as generation_plant_id, 2006 as year, month, hydro_min_flow_mw, hydro_avg_flow_mw FROM switch.hydro_historical_monthly_capacity_factors WHERE generation_plant_id = 1157631131 AND hydro_simple_scenario_id = 1;
INSERT INTO switch.hydro_historical_monthly_capacity_factors (hydro_simple_scenario_id, generation_plant_id, year, month, hydro_min_flow_mw, hydro_avg_flow_mw) SELECT 21 as hydro_simple_scenario_id, 157996 as generation_plant_id, 2006 as year, month, hydro_min_flow_mw, hydro_avg_flow_mw FROM switch.hydro_historical_monthly_capacity_factors WHERE generation_plant_id = 1157631069 AND hydro_simple_scenario_id = 1;
INSERT INTO switch.hydro_historical_monthly_capacity_factors (hydro_simple_scenario_id, generation_plant_id, year, month, hydro_min_flow_mw, hydro_avg_flow_mw) SELECT 21 as hydro_simple_scenario_id, 158001 as generation_plant_id, 2006 as year, month, hydro_min_flow_mw, hydro_avg_flow_mw FROM switch.hydro_historical_monthly_capacity_factors WHERE generation_plant_id = 1157631074 AND hydro_simple_scenario_id = 1;
INSERT INTO switch.hydro_historical_monthly_capacity_factors (hydro_simple_scenario_id, generation_plant_id, year, month, hydro_min_flow_mw, hydro_avg_flow_mw) SELECT 21 as hydro_simple_scenario_id, 157998 as generation_plant_id, 2006 as year, month, hydro_min_flow_mw, hydro_avg_flow_mw FROM switch.hydro_historical_monthly_capacity_factors WHERE generation_plant_id = 1157631071 AND hydro_simple_scenario_id = 1;
INSERT INTO switch.hydro_historical_monthly_capacity_factors (hydro_simple_scenario_id, generation_plant_id, year, month, hydro_min_flow_mw, hydro_avg_flow_mw) SELECT 21 as hydro_simple_scenario_id, 157999 as generation_plant_id, 2006 as year, month, hydro_min_flow_mw, hydro_avg_flow_mw FROM switch.hydro_historical_monthly_capacity_factors WHERE generation_plant_id = 1157631072 AND hydro_simple_scenario_id = 1;
INSERT INTO switch.hydro_historical_monthly_capacity_factors (hydro_simple_scenario_id, generation_plant_id, year, month, hydro_min_flow_mw, hydro_avg_flow_mw) SELECT 21 as hydro_simple_scenario_id, 157894 as generation_plant_id, 2006 as year, month, hydro_min_flow_mw, hydro_avg_flow_mw FROM switch.hydro_historical_monthly_capacity_factors WHERE generation_plant_id = 5000878 AND hydro_simple_scenario_id = 1;
INSERT INTO switch.hydro_historical_monthly_capacity_factors (hydro_simple_scenario_id, generation_plant_id, year, month, hydro_min_flow_mw, hydro_avg_flow_mw) SELECT 21 as hydro_simple_scenario_id, 157895 as generation_plant_id, 2006 as year, month, hydro_min_flow_mw, hydro_avg_flow_mw FROM switch.hydro_historical_monthly_capacity_factors WHERE generation_plant_id = 5000879 AND hydro_simple_scenario_id = 1;
INSERT INTO switch.hydro_historical_monthly_capacity_factors (hydro_simple_scenario_id, generation_plant_id, year, month, hydro_min_flow_mw, hydro_avg_flow_mw) SELECT 21 as hydro_simple_scenario_id, 158000 as generation_plant_id, 2006 as year, month, hydro_min_flow_mw, hydro_avg_flow_mw FROM switch.hydro_historical_monthly_capacity_factors WHERE generation_plant_id = 1157631073 AND hydro_simple_scenario_id = 1;
INSERT INTO switch.hydro_historical_monthly_capacity_factors (hydro_simple_scenario_id, generation_plant_id, year, month, hydro_min_flow_mw, hydro_avg_flow_mw) SELECT 21 as hydro_simple_scenario_id, 157896 as generation_plant_id, 2006 as year, month, hydro_min_flow_mw, hydro_avg_flow_mw FROM switch.hydro_historical_monthly_capacity_factors WHERE generation_plant_id = 5000880 AND hydro_simple_scenario_id = 1;
INSERT INTO switch.hydro_historical_monthly_capacity_factors (hydro_simple_scenario_id, generation_plant_id, year, month, hydro_min_flow_mw, hydro_avg_flow_mw) SELECT 21 as hydro_simple_scenario_id, 157897 as generation_plant_id, 2006 as year, month, hydro_min_flow_mw, hydro_avg_flow_mw FROM switch.hydro_historical_monthly_capacity_factors WHERE generation_plant_id = 5000881 AND hydro_simple_scenario_id = 1;
INSERT INTO switch.hydro_historical_monthly_capacity_factors (hydro_simple_scenario_id, generation_plant_id, year, month, hydro_min_flow_mw, hydro_avg_flow_mw) SELECT 21 as hydro_simple_scenario_id, 157983 as generation_plant_id, 2006 as year, month, hydro_min_flow_mw, hydro_avg_flow_mw FROM switch.hydro_historical_monthly_capacity_factors WHERE generation_plant_id = 1157631056 AND hydro_simple_scenario_id = 1;
INSERT INTO switch.hydro_historical_monthly_capacity_factors (hydro_simple_scenario_id, generation_plant_id, year, month, hydro_min_flow_mw, hydro_avg_flow_mw) SELECT 21 as hydro_simple_scenario_id, 157990 as generation_plant_id, 2006 as year, month, hydro_min_flow_mw, hydro_avg_flow_mw FROM switch.hydro_historical_monthly_capacity_factors WHERE generation_plant_id = 1157631063 AND hydro_simple_scenario_id = 1;
INSERT INTO switch.hydro_historical_monthly_capacity_factors (hydro_simple_scenario_id, generation_plant_id, year, month, hydro_min_flow_mw, hydro_avg_flow_mw) SELECT 21 as hydro_simple_scenario_id, 157898 as generation_plant_id, 2006 as year, month, hydro_min_flow_mw, hydro_avg_flow_mw FROM switch.hydro_historical_monthly_capacity_factors WHERE generation_plant_id = 5000882 AND hydro_simple_scenario_id = 1;
INSERT INTO switch.hydro_historical_monthly_capacity_factors (hydro_simple_scenario_id, generation_plant_id, year, month, hydro_min_flow_mw, hydro_avg_flow_mw) SELECT 21 as hydro_simple_scenario_id, 157899 as generation_plant_id, 2006 as year, month, hydro_min_flow_mw, hydro_avg_flow_mw FROM switch.hydro_historical_monthly_capacity_factors WHERE generation_plant_id = 5000883 AND hydro_simple_scenario_id = 1;
INSERT INTO switch.hydro_historical_monthly_capacity_factors (hydro_simple_scenario_id, generation_plant_id, year, month, hydro_min_flow_mw, hydro_avg_flow_mw) SELECT 21 as hydro_simple_scenario_id, 157900 as generation_plant_id, 2006 as year, month, hydro_min_flow_mw, hydro_avg_flow_mw FROM switch.hydro_historical_monthly_capacity_factors WHERE generation_plant_id = 5000884 AND hydro_simple_scenario_id = 1;
INSERT INTO switch.hydro_historical_monthly_capacity_factors (hydro_simple_scenario_id, generation_plant_id, year, month, hydro_min_flow_mw, hydro_avg_flow_mw) SELECT 21 as hydro_simple_scenario_id, 157943 as generation_plant_id, 2006 as year, month, hydro_min_flow_mw, hydro_avg_flow_mw FROM switch.hydro_historical_monthly_capacity_factors WHERE generation_plant_id = 1157631016 AND hydro_simple_scenario_id = 1;
INSERT INTO switch.hydro_historical_monthly_capacity_factors (hydro_simple_scenario_id, generation_plant_id, year, month, hydro_min_flow_mw, hydro_avg_flow_mw) SELECT 21 as hydro_simple_scenario_id, 157947 as generation_plant_id, 2006 as year, month, hydro_min_flow_mw, hydro_avg_flow_mw FROM switch.hydro_historical_monthly_capacity_factors WHERE generation_plant_id = 1157631020 AND hydro_simple_scenario_id = 1;
INSERT INTO switch.hydro_historical_monthly_capacity_factors (hydro_simple_scenario_id, generation_plant_id, year, month, hydro_min_flow_mw, hydro_avg_flow_mw) SELECT 21 as hydro_simple_scenario_id, 157988 as generation_plant_id, 2006 as year, month, hydro_min_flow_mw, hydro_avg_flow_mw FROM switch.hydro_historical_monthly_capacity_factors WHERE generation_plant_id = 1157631061 AND hydro_simple_scenario_id = 1;
INSERT INTO switch.hydro_historical_monthly_capacity_factors (hydro_simple_scenario_id, generation_plant_id, year, month, hydro_min_flow_mw, hydro_avg_flow_mw) SELECT 21 as hydro_simple_scenario_id, 157901 as generation_plant_id, 2006 as year, month, hydro_min_flow_mw, hydro_avg_flow_mw FROM switch.hydro_historical_monthly_capacity_factors WHERE generation_plant_id = 5000885 AND hydro_simple_scenario_id = 1;
INSERT INTO switch.hydro_historical_monthly_capacity_factors (hydro_simple_scenario_id, generation_plant_id, year, month, hydro_min_flow_mw, hydro_avg_flow_mw) SELECT 21 as hydro_simple_scenario_id, 157838 as generation_plant_id, 2006 as year, month, hydro_min_flow_mw, hydro_avg_flow_mw FROM switch.hydro_historical_monthly_capacity_factors WHERE generation_plant_id = 5000822 AND hydro_simple_scenario_id = 1;
INSERT INTO switch.hydro_historical_monthly_capacity_factors (hydro_simple_scenario_id, generation_plant_id, year, month, hydro_min_flow_mw, hydro_avg_flow_mw) SELECT 21 as hydro_simple_scenario_id, 157987 as generation_plant_id, 2006 as year, month, hydro_min_flow_mw, hydro_avg_flow_mw FROM switch.hydro_historical_monthly_capacity_factors WHERE generation_plant_id = 1157631060 AND hydro_simple_scenario_id = 1;
INSERT INTO switch.hydro_historical_monthly_capacity_factors (hydro_simple_scenario_id, generation_plant_id, year, month, hydro_min_flow_mw, hydro_avg_flow_mw) SELECT 21 as hydro_simple_scenario_id, 157985 as generation_plant_id, 2006 as year, month, hydro_min_flow_mw, hydro_avg_flow_mw FROM switch.hydro_historical_monthly_capacity_factors WHERE generation_plant_id = 1157631058 AND hydro_simple_scenario_id = 1;
INSERT INTO switch.hydro_historical_monthly_capacity_factors (hydro_simple_scenario_id, generation_plant_id, year, month, hydro_min_flow_mw, hydro_avg_flow_mw) SELECT 21 as hydro_simple_scenario_id, 158052 as generation_plant_id, 2006 as year, month, hydro_min_flow_mw, hydro_avg_flow_mw FROM switch.hydro_historical_monthly_capacity_factors WHERE generation_plant_id = 1157631125 AND hydro_simple_scenario_id = 1;
INSERT INTO switch.hydro_historical_monthly_capacity_factors (hydro_simple_scenario_id, generation_plant_id, year, month, hydro_min_flow_mw, hydro_avg_flow_mw) SELECT 21 as hydro_simple_scenario_id, 158053 as generation_plant_id, 2006 as year, month, hydro_min_flow_mw, hydro_avg_flow_mw FROM switch.hydro_historical_monthly_capacity_factors WHERE generation_plant_id = 1157631126 AND hydro_simple_scenario_id = 1;
INSERT INTO switch.hydro_historical_monthly_capacity_factors (hydro_simple_scenario_id, generation_plant_id, year, month, hydro_min_flow_mw, hydro_avg_flow_mw) SELECT 21 as hydro_simple_scenario_id, 158005 as generation_plant_id, 2006 as year, month, hydro_min_flow_mw, hydro_avg_flow_mw FROM switch.hydro_historical_monthly_capacity_factors WHERE generation_plant_id = 1157631078 AND hydro_simple_scenario_id = 1;
INSERT INTO switch.hydro_historical_monthly_capacity_factors (hydro_simple_scenario_id, generation_plant_id, year, month, hydro_min_flow_mw, hydro_avg_flow_mw) SELECT 21 as hydro_simple_scenario_id, 158003 as generation_plant_id, 2006 as year, month, hydro_min_flow_mw, hydro_avg_flow_mw FROM switch.hydro_historical_monthly_capacity_factors WHERE generation_plant_id = 1157631076 AND hydro_simple_scenario_id = 1;
INSERT INTO switch.hydro_historical_monthly_capacity_factors (hydro_simple_scenario_id, generation_plant_id, year, month, hydro_min_flow_mw, hydro_avg_flow_mw) SELECT 21 as hydro_simple_scenario_id, 157984 as generation_plant_id, 2006 as year, month, hydro_min_flow_mw, hydro_avg_flow_mw FROM switch.hydro_historical_monthly_capacity_factors WHERE generation_plant_id = 1157631057 AND hydro_simple_scenario_id = 1;
INSERT INTO switch.hydro_historical_monthly_capacity_factors (hydro_simple_scenario_id, generation_plant_id, year, month, hydro_min_flow_mw, hydro_avg_flow_mw) SELECT 21 as hydro_simple_scenario_id, 157902 as generation_plant_id, 2006 as year, month, hydro_min_flow_mw, hydro_avg_flow_mw FROM switch.hydro_historical_monthly_capacity_factors WHERE generation_plant_id = 5000886 AND hydro_simple_scenario_id = 1;
INSERT INTO switch.hydro_historical_monthly_capacity_factors (hydro_simple_scenario_id, generation_plant_id, year, month, hydro_min_flow_mw, hydro_avg_flow_mw) SELECT 21 as hydro_simple_scenario_id, 157903 as generation_plant_id, 2006 as year, month, hydro_min_flow_mw, hydro_avg_flow_mw FROM switch.hydro_historical_monthly_capacity_factors WHERE generation_plant_id = 5000887 AND hydro_simple_scenario_id = 1;
INSERT INTO switch.hydro_historical_monthly_capacity_factors (hydro_simple_scenario_id, generation_plant_id, year, month, hydro_min_flow_mw, hydro_avg_flow_mw) SELECT 21 as hydro_simple_scenario_id, 157955 as generation_plant_id, 2006 as year, month, hydro_min_flow_mw, hydro_avg_flow_mw FROM switch.hydro_historical_monthly_capacity_factors WHERE generation_plant_id = 1157631028 AND hydro_simple_scenario_id = 1;
INSERT INTO switch.hydro_historical_monthly_capacity_factors (hydro_simple_scenario_id, generation_plant_id, year, month, hydro_min_flow_mw, hydro_avg_flow_mw) SELECT 21 as hydro_simple_scenario_id, 157839 as generation_plant_id, 2006 as year, month, hydro_min_flow_mw, hydro_avg_flow_mw FROM switch.hydro_historical_monthly_capacity_factors WHERE generation_plant_id = 5000823 AND hydro_simple_scenario_id = 1;
INSERT INTO switch.hydro_historical_monthly_capacity_factors (hydro_simple_scenario_id, generation_plant_id, year, month, hydro_min_flow_mw, hydro_avg_flow_mw) SELECT 21 as hydro_simple_scenario_id, 157904 as generation_plant_id, 2006 as year, month, hydro_min_flow_mw, hydro_avg_flow_mw FROM switch.hydro_historical_monthly_capacity_factors WHERE generation_plant_id = 5000888 AND hydro_simple_scenario_id = 1;
INSERT INTO switch.hydro_historical_monthly_capacity_factors (hydro_simple_scenario_id, generation_plant_id, year, month, hydro_min_flow_mw, hydro_avg_flow_mw) SELECT 21 as hydro_simple_scenario_id, 158023 as generation_plant_id, 2006 as year, month, hydro_min_flow_mw, hydro_avg_flow_mw FROM switch.hydro_historical_monthly_capacity_factors WHERE generation_plant_id = 1157631096 AND hydro_simple_scenario_id = 1;
INSERT INTO switch.hydro_historical_monthly_capacity_factors (hydro_simple_scenario_id, generation_plant_id, year, month, hydro_min_flow_mw, hydro_avg_flow_mw) SELECT 21 as hydro_simple_scenario_id, 157989 as generation_plant_id, 2006 as year, month, hydro_min_flow_mw, hydro_avg_flow_mw FROM switch.hydro_historical_monthly_capacity_factors WHERE generation_plant_id = 1157631062 AND hydro_simple_scenario_id = 1;
INSERT INTO switch.hydro_historical_monthly_capacity_factors (hydro_simple_scenario_id, generation_plant_id, year, month, hydro_min_flow_mw, hydro_avg_flow_mw) SELECT 21 as hydro_simple_scenario_id, 157905 as generation_plant_id, 2006 as year, month, hydro_min_flow_mw, hydro_avg_flow_mw FROM switch.hydro_historical_monthly_capacity_factors WHERE generation_plant_id = 5000889 AND hydro_simple_scenario_id = 1;
INSERT INTO switch.hydro_historical_monthly_capacity_factors (hydro_simple_scenario_id, generation_plant_id, year, month, hydro_min_flow_mw, hydro_avg_flow_mw) SELECT 21 as hydro_simple_scenario_id, 157906 as generation_plant_id, 2006 as year, month, hydro_min_flow_mw, hydro_avg_flow_mw FROM switch.hydro_historical_monthly_capacity_factors WHERE generation_plant_id = 5000890 AND hydro_simple_scenario_id = 1;
INSERT INTO switch.hydro_historical_monthly_capacity_factors (hydro_simple_scenario_id, generation_plant_id, year, month, hydro_min_flow_mw, hydro_avg_flow_mw) SELECT 21 as hydro_simple_scenario_id, 157907 as generation_plant_id, 2006 as year, month, hydro_min_flow_mw, hydro_avg_flow_mw FROM switch.hydro_historical_monthly_capacity_factors WHERE generation_plant_id = 5000891 AND hydro_simple_scenario_id = 1;
INSERT INTO switch.hydro_historical_monthly_capacity_factors (hydro_simple_scenario_id, generation_plant_id, year, month, hydro_min_flow_mw, hydro_avg_flow_mw) SELECT 21 as hydro_simple_scenario_id, 157908 as generation_plant_id, 2006 as year, month, hydro_min_flow_mw, hydro_avg_flow_mw FROM switch.hydro_historical_monthly_capacity_factors WHERE generation_plant_id = 5000892 AND hydro_simple_scenario_id = 1;
INSERT INTO switch.hydro_historical_monthly_capacity_factors (hydro_simple_scenario_id, generation_plant_id, year, month, hydro_min_flow_mw, hydro_avg_flow_mw) SELECT 21 as hydro_simple_scenario_id, 158011 as generation_plant_id, 2006 as year, month, hydro_min_flow_mw, hydro_avg_flow_mw FROM switch.hydro_historical_monthly_capacity_factors WHERE generation_plant_id = 1157631084 AND hydro_simple_scenario_id = 1;
INSERT INTO switch.hydro_historical_monthly_capacity_factors (hydro_simple_scenario_id, generation_plant_id, year, month, hydro_min_flow_mw, hydro_avg_flow_mw) SELECT 21 as hydro_simple_scenario_id, 158013 as generation_plant_id, 2006 as year, month, hydro_min_flow_mw, hydro_avg_flow_mw FROM switch.hydro_historical_monthly_capacity_factors WHERE generation_plant_id = 1157631086 AND hydro_simple_scenario_id = 1;
INSERT INTO switch.hydro_historical_monthly_capacity_factors (hydro_simple_scenario_id, generation_plant_id, year, month, hydro_min_flow_mw, hydro_avg_flow_mw) SELECT 21 as hydro_simple_scenario_id, 157840 as generation_plant_id, 2006 as year, month, hydro_min_flow_mw, hydro_avg_flow_mw FROM switch.hydro_historical_monthly_capacity_factors WHERE generation_plant_id = 5000824 AND hydro_simple_scenario_id = 1;
INSERT INTO switch.hydro_historical_monthly_capacity_factors (hydro_simple_scenario_id, generation_plant_id, year, month, hydro_min_flow_mw, hydro_avg_flow_mw) SELECT 21 as hydro_simple_scenario_id, 158012 as generation_plant_id, 2006 as year, month, hydro_min_flow_mw, hydro_avg_flow_mw FROM switch.hydro_historical_monthly_capacity_factors WHERE generation_plant_id = 1157631085 AND hydro_simple_scenario_id = 1;
INSERT INTO switch.hydro_historical_monthly_capacity_factors (hydro_simple_scenario_id, generation_plant_id, year, month, hydro_min_flow_mw, hydro_avg_flow_mw) SELECT 21 as hydro_simple_scenario_id, 157909 as generation_plant_id, 2006 as year, month, hydro_min_flow_mw, hydro_avg_flow_mw FROM switch.hydro_historical_monthly_capacity_factors WHERE generation_plant_id = 5000893 AND hydro_simple_scenario_id = 1;
INSERT INTO switch.hydro_historical_monthly_capacity_factors (hydro_simple_scenario_id, generation_plant_id, year, month, hydro_min_flow_mw, hydro_avg_flow_mw) SELECT 21 as hydro_simple_scenario_id, 158002 as generation_plant_id, 2006 as year, month, hydro_min_flow_mw, hydro_avg_flow_mw FROM switch.hydro_historical_monthly_capacity_factors WHERE generation_plant_id = 1157631075 AND hydro_simple_scenario_id = 1;
INSERT INTO switch.hydro_historical_monthly_capacity_factors (hydro_simple_scenario_id, generation_plant_id, year, month, hydro_min_flow_mw, hydro_avg_flow_mw) SELECT 21 as hydro_simple_scenario_id, 157841 as generation_plant_id, 2006 as year, month, hydro_min_flow_mw, hydro_avg_flow_mw FROM switch.hydro_historical_monthly_capacity_factors WHERE generation_plant_id = 5000825 AND hydro_simple_scenario_id = 1;
INSERT INTO switch.hydro_historical_monthly_capacity_factors (hydro_simple_scenario_id, generation_plant_id, year, month, hydro_min_flow_mw, hydro_avg_flow_mw) SELECT 21 as hydro_simple_scenario_id, 157997 as generation_plant_id, 2006 as year, month, hydro_min_flow_mw, hydro_avg_flow_mw FROM switch.hydro_historical_monthly_capacity_factors WHERE generation_plant_id = 1157631070 AND hydro_simple_scenario_id = 1;
INSERT INTO switch.hydro_historical_monthly_capacity_factors (hydro_simple_scenario_id, generation_plant_id, year, month, hydro_min_flow_mw, hydro_avg_flow_mw) SELECT 21 as hydro_simple_scenario_id, 158004 as generation_plant_id, 2006 as year, month, hydro_min_flow_mw, hydro_avg_flow_mw FROM switch.hydro_historical_monthly_capacity_factors WHERE generation_plant_id = 1157631077 AND hydro_simple_scenario_id = 1;
INSERT INTO switch.hydro_historical_monthly_capacity_factors (hydro_simple_scenario_id, generation_plant_id, year, month, hydro_min_flow_mw, hydro_avg_flow_mw) SELECT 21 as hydro_simple_scenario_id, 157910 as generation_plant_id, 2006 as year, month, hydro_min_flow_mw, hydro_avg_flow_mw FROM switch.hydro_historical_monthly_capacity_factors WHERE generation_plant_id = 5000894 AND hydro_simple_scenario_id = 1;
INSERT INTO switch.hydro_historical_monthly_capacity_factors (hydro_simple_scenario_id, generation_plant_id, year, month, hydro_min_flow_mw, hydro_avg_flow_mw) SELECT 21 as hydro_simple_scenario_id, 157911 as generation_plant_id, 2006 as year, month, hydro_min_flow_mw, hydro_avg_flow_mw FROM switch.hydro_historical_monthly_capacity_factors WHERE generation_plant_id = 5000895 AND hydro_simple_scenario_id = 1;
INSERT INTO switch.hydro_historical_monthly_capacity_factors (hydro_simple_scenario_id, generation_plant_id, year, month, hydro_min_flow_mw, hydro_avg_flow_mw) SELECT 21 as hydro_simple_scenario_id, 157922 as generation_plant_id, 2006 as year, month, hydro_min_flow_mw, hydro_avg_flow_mw FROM switch.hydro_historical_monthly_capacity_factors WHERE generation_plant_id = 5000906 AND hydro_simple_scenario_id = 1;
INSERT INTO switch.hydro_historical_monthly_capacity_factors (hydro_simple_scenario_id, generation_plant_id, year, month, hydro_min_flow_mw, hydro_avg_flow_mw) SELECT 21 as hydro_simple_scenario_id, 157982 as generation_plant_id, 2006 as year, month, hydro_min_flow_mw, hydro_avg_flow_mw FROM switch.hydro_historical_monthly_capacity_factors WHERE generation_plant_id = 1157631055 AND hydro_simple_scenario_id = 1;
INSERT INTO switch.hydro_historical_monthly_capacity_factors (hydro_simple_scenario_id, generation_plant_id, year, month, hydro_min_flow_mw, hydro_avg_flow_mw) SELECT 21 as hydro_simple_scenario_id, 157981 as generation_plant_id, 2006 as year, month, hydro_min_flow_mw, hydro_avg_flow_mw FROM switch.hydro_historical_monthly_capacity_factors WHERE generation_plant_id = 1157631054 AND hydro_simple_scenario_id = 1;
INSERT INTO switch.hydro_historical_monthly_capacity_factors (hydro_simple_scenario_id, generation_plant_id, year, month, hydro_min_flow_mw, hydro_avg_flow_mw) SELECT 21 as hydro_simple_scenario_id, 157980 as generation_plant_id, 2006 as year, month, hydro_min_flow_mw, hydro_avg_flow_mw FROM switch.hydro_historical_monthly_capacity_factors WHERE generation_plant_id = 1157631053 AND hydro_simple_scenario_id = 1;
INSERT INTO switch.hydro_historical_monthly_capacity_factors (hydro_simple_scenario_id, generation_plant_id, year, month, hydro_min_flow_mw, hydro_avg_flow_mw) SELECT 21 as hydro_simple_scenario_id, 157942 as generation_plant_id, 2006 as year, month, hydro_min_flow_mw, hydro_avg_flow_mw FROM switch.hydro_historical_monthly_capacity_factors WHERE generation_plant_id = 1157631015 AND hydro_simple_scenario_id = 1;
INSERT INTO switch.hydro_historical_monthly_capacity_factors (hydro_simple_scenario_id, generation_plant_id, year, month, hydro_min_flow_mw, hydro_avg_flow_mw) SELECT 21 as hydro_simple_scenario_id, 157912 as generation_plant_id, 2006 as year, month, hydro_min_flow_mw, hydro_avg_flow_mw FROM switch.hydro_historical_monthly_capacity_factors WHERE generation_plant_id = 5000896 AND hydro_simple_scenario_id = 1;
INSERT INTO switch.hydro_historical_monthly_capacity_factors (hydro_simple_scenario_id, generation_plant_id, year, month, hydro_min_flow_mw, hydro_avg_flow_mw) SELECT 21 as hydro_simple_scenario_id, 157913 as generation_plant_id, 2006 as year, month, hydro_min_flow_mw, hydro_avg_flow_mw FROM switch.hydro_historical_monthly_capacity_factors WHERE generation_plant_id = 5000897 AND hydro_simple_scenario_id = 1;
INSERT INTO switch.hydro_historical_monthly_capacity_factors (hydro_simple_scenario_id, generation_plant_id, year, month, hydro_min_flow_mw, hydro_avg_flow_mw) SELECT 21 as hydro_simple_scenario_id, 157914 as generation_plant_id, 2006 as year, month, hydro_min_flow_mw, hydro_avg_flow_mw FROM switch.hydro_historical_monthly_capacity_factors WHERE generation_plant_id = 5000898 AND hydro_simple_scenario_id = 1;
INSERT INTO switch.hydro_historical_monthly_capacity_factors (hydro_simple_scenario_id, generation_plant_id, year, month, hydro_min_flow_mw, hydro_avg_flow_mw) SELECT 21 as hydro_simple_scenario_id, 157915 as generation_plant_id, 2006 as year, month, hydro_min_flow_mw, hydro_avg_flow_mw FROM switch.hydro_historical_monthly_capacity_factors WHERE generation_plant_id = 5000899 AND hydro_simple_scenario_id = 1;
INSERT INTO switch.hydro_historical_monthly_capacity_factors (hydro_simple_scenario_id, generation_plant_id, year, month, hydro_min_flow_mw, hydro_avg_flow_mw) SELECT 21 as hydro_simple_scenario_id, 157916 as generation_plant_id, 2006 as year, month, hydro_min_flow_mw, hydro_avg_flow_mw FROM switch.hydro_historical_monthly_capacity_factors WHERE generation_plant_id = 5000900 AND hydro_simple_scenario_id = 1;
INSERT INTO switch.hydro_historical_monthly_capacity_factors (hydro_simple_scenario_id, generation_plant_id, year, month, hydro_min_flow_mw, hydro_avg_flow_mw) SELECT 21 as hydro_simple_scenario_id, 157974 as generation_plant_id, 2006 as year, month, hydro_min_flow_mw, hydro_avg_flow_mw FROM switch.hydro_historical_monthly_capacity_factors WHERE generation_plant_id = 1157631047 AND hydro_simple_scenario_id = 1;
INSERT INTO switch.hydro_historical_monthly_capacity_factors (hydro_simple_scenario_id, generation_plant_id, year, month, hydro_min_flow_mw, hydro_avg_flow_mw) SELECT 21 as hydro_simple_scenario_id, 157976 as generation_plant_id, 2006 as year, month, hydro_min_flow_mw, hydro_avg_flow_mw FROM switch.hydro_historical_monthly_capacity_factors WHERE generation_plant_id = 1157631049 AND hydro_simple_scenario_id = 1;
INSERT INTO switch.hydro_historical_monthly_capacity_factors (hydro_simple_scenario_id, generation_plant_id, year, month, hydro_min_flow_mw, hydro_avg_flow_mw) SELECT 21 as hydro_simple_scenario_id, 157917 as generation_plant_id, 2006 as year, month, hydro_min_flow_mw, hydro_avg_flow_mw FROM switch.hydro_historical_monthly_capacity_factors WHERE generation_plant_id = 5000901 AND hydro_simple_scenario_id = 1;
INSERT INTO switch.hydro_historical_monthly_capacity_factors (hydro_simple_scenario_id, generation_plant_id, year, month, hydro_min_flow_mw, hydro_avg_flow_mw) SELECT 21 as hydro_simple_scenario_id, 157918 as generation_plant_id, 2006 as year, month, hydro_min_flow_mw, hydro_avg_flow_mw FROM switch.hydro_historical_monthly_capacity_factors WHERE generation_plant_id = 5000902 AND hydro_simple_scenario_id = 1;
INSERT INTO switch.hydro_historical_monthly_capacity_factors (hydro_simple_scenario_id, generation_plant_id, year, month, hydro_min_flow_mw, hydro_avg_flow_mw) SELECT 21 as hydro_simple_scenario_id, 157919 as generation_plant_id, 2006 as year, month, hydro_min_flow_mw, hydro_avg_flow_mw FROM switch.hydro_historical_monthly_capacity_factors WHERE generation_plant_id = 5000903 AND hydro_simple_scenario_id = 1;
INSERT INTO switch.hydro_historical_monthly_capacity_factors (hydro_simple_scenario_id, generation_plant_id, year, month, hydro_min_flow_mw, hydro_avg_flow_mw) SELECT 21 as hydro_simple_scenario_id, 157920 as generation_plant_id, 2006 as year, month, hydro_min_flow_mw, hydro_avg_flow_mw FROM switch.hydro_historical_monthly_capacity_factors WHERE generation_plant_id = 5000904 AND hydro_simple_scenario_id = 1;
INSERT INTO switch.hydro_historical_monthly_capacity_factors (hydro_simple_scenario_id, generation_plant_id, year, month, hydro_min_flow_mw, hydro_avg_flow_mw) SELECT 21 as hydro_simple_scenario_id, 157921 as generation_plant_id, 2006 as year, month, hydro_min_flow_mw, hydro_avg_flow_mw FROM switch.hydro_historical_monthly_capacity_factors WHERE generation_plant_id = 5000905 AND hydro_simple_scenario_id = 1;
INSERT INTO switch.hydro_historical_monthly_capacity_factors (hydro_simple_scenario_id, generation_plant_id, year, month, hydro_min_flow_mw, hydro_avg_flow_mw) SELECT 21 as hydro_simple_scenario_id, 157842 as generation_plant_id, 2006 as year, month, hydro_min_flow_mw, hydro_avg_flow_mw FROM switch.hydro_historical_monthly_capacity_factors WHERE generation_plant_id = 5000826 AND hydro_simple_scenario_id = 1;
INSERT INTO switch.hydro_historical_monthly_capacity_factors (hydro_simple_scenario_id, generation_plant_id, year, month, hydro_min_flow_mw, hydro_avg_flow_mw) SELECT 21 as hydro_simple_scenario_id, 157924 as generation_plant_id, 2006 as year, month, hydro_min_flow_mw, hydro_avg_flow_mw FROM switch.hydro_historical_monthly_capacity_factors WHERE generation_plant_id = 5000908 AND hydro_simple_scenario_id = 1;
INSERT INTO switch.hydro_historical_monthly_capacity_factors (hydro_simple_scenario_id, generation_plant_id, year, month, hydro_min_flow_mw, hydro_avg_flow_mw) SELECT 21 as hydro_simple_scenario_id, 157923 as generation_plant_id, 2006 as year, month, hydro_min_flow_mw, hydro_avg_flow_mw FROM switch.hydro_historical_monthly_capacity_factors WHERE generation_plant_id = 5000907 AND hydro_simple_scenario_id = 1;
INSERT INTO switch.hydro_historical_monthly_capacity_factors (hydro_simple_scenario_id, generation_plant_id, year, month, hydro_min_flow_mw, hydro_avg_flow_mw) SELECT 21 as hydro_simple_scenario_id, 157925 as generation_plant_id, 2006 as year, month, hydro_min_flow_mw, hydro_avg_flow_mw FROM switch.hydro_historical_monthly_capacity_factors WHERE generation_plant_id = 5000909 AND hydro_simple_scenario_id = 1;
INSERT INTO switch.hydro_historical_monthly_capacity_factors (hydro_simple_scenario_id, generation_plant_id, year, month, hydro_min_flow_mw, hydro_avg_flow_mw) SELECT 21 as hydro_simple_scenario_id, 157926 as generation_plant_id, 2006 as year, month, hydro_min_flow_mw, hydro_avg_flow_mw FROM switch.hydro_historical_monthly_capacity_factors WHERE generation_plant_id = 5000910 AND hydro_simple_scenario_id = 1;
INSERT INTO switch.hydro_historical_monthly_capacity_factors (hydro_simple_scenario_id, generation_plant_id, year, month, hydro_min_flow_mw, hydro_avg_flow_mw) SELECT 21 as hydro_simple_scenario_id, 158017 as generation_plant_id, 2006 as year, month, hydro_min_flow_mw, hydro_avg_flow_mw FROM switch.hydro_historical_monthly_capacity_factors WHERE generation_plant_id = 1157631090 AND hydro_simple_scenario_id = 1;
INSERT INTO switch.hydro_historical_monthly_capacity_factors (hydro_simple_scenario_id, generation_plant_id, year, month, hydro_min_flow_mw, hydro_avg_flow_mw) SELECT 21 as hydro_simple_scenario_id, 158016 as generation_plant_id, 2006 as year, month, hydro_min_flow_mw, hydro_avg_flow_mw FROM switch.hydro_historical_monthly_capacity_factors WHERE generation_plant_id = 1157631089 AND hydro_simple_scenario_id = 1;
INSERT INTO switch.hydro_historical_monthly_capacity_factors (hydro_simple_scenario_id, generation_plant_id, year, month, hydro_min_flow_mw, hydro_avg_flow_mw) SELECT 21 as hydro_simple_scenario_id, 158015 as generation_plant_id, 2006 as year, month, hydro_min_flow_mw, hydro_avg_flow_mw FROM switch.hydro_historical_monthly_capacity_factors WHERE generation_plant_id = 1157631088 AND hydro_simple_scenario_id = 1;
INSERT INTO switch.hydro_historical_monthly_capacity_factors (hydro_simple_scenario_id, generation_plant_id, year, month, hydro_min_flow_mw, hydro_avg_flow_mw) SELECT 21 as hydro_simple_scenario_id, 157975 as generation_plant_id, 2006 as year, month, hydro_min_flow_mw, hydro_avg_flow_mw FROM switch.hydro_historical_monthly_capacity_factors WHERE generation_plant_id = 1157631048 AND hydro_simple_scenario_id = 1;
INSERT INTO switch.hydro_historical_monthly_capacity_factors (hydro_simple_scenario_id, generation_plant_id, year, month, hydro_min_flow_mw, hydro_avg_flow_mw) SELECT 21 as hydro_simple_scenario_id, 157977 as generation_plant_id, 2006 as year, month, hydro_min_flow_mw, hydro_avg_flow_mw FROM switch.hydro_historical_monthly_capacity_factors WHERE generation_plant_id = 1157631050 AND hydro_simple_scenario_id = 1;
INSERT INTO switch.hydro_historical_monthly_capacity_factors (hydro_simple_scenario_id, generation_plant_id, year, month, hydro_min_flow_mw, hydro_avg_flow_mw) SELECT 21 as hydro_simple_scenario_id, 157963 as generation_plant_id, 2006 as year, month, hydro_min_flow_mw, hydro_avg_flow_mw FROM switch.hydro_historical_monthly_capacity_factors WHERE generation_plant_id = 1157631036 AND hydro_simple_scenario_id = 1;
INSERT INTO switch.hydro_historical_monthly_capacity_factors (hydro_simple_scenario_id, generation_plant_id, year, month, hydro_min_flow_mw, hydro_avg_flow_mw) SELECT 21 as hydro_simple_scenario_id, 157964 as generation_plant_id, 2006 as year, month, hydro_min_flow_mw, hydro_avg_flow_mw FROM switch.hydro_historical_monthly_capacity_factors WHERE generation_plant_id = 1157631037 AND hydro_simple_scenario_id = 1;
INSERT INTO switch.hydro_historical_monthly_capacity_factors (hydro_simple_scenario_id, generation_plant_id, year, month, hydro_min_flow_mw, hydro_avg_flow_mw) SELECT 21 as hydro_simple_scenario_id, 157965 as generation_plant_id, 2006 as year, month, hydro_min_flow_mw, hydro_avg_flow_mw FROM switch.hydro_historical_monthly_capacity_factors WHERE generation_plant_id = 1157631038 AND hydro_simple_scenario_id = 1;
INSERT INTO switch.hydro_historical_monthly_capacity_factors (hydro_simple_scenario_id, generation_plant_id, year, month, hydro_min_flow_mw, hydro_avg_flow_mw) SELECT 21 as hydro_simple_scenario_id, 157966 as generation_plant_id, 2006 as year, month, hydro_min_flow_mw, hydro_avg_flow_mw FROM switch.hydro_historical_monthly_capacity_factors WHERE generation_plant_id = 1157631039 AND hydro_simple_scenario_id = 1;
INSERT INTO switch.hydro_historical_monthly_capacity_factors (hydro_simple_scenario_id, generation_plant_id, year, month, hydro_min_flow_mw, hydro_avg_flow_mw) SELECT 21 as hydro_simple_scenario_id, 158043 as generation_plant_id, 2006 as year, month, hydro_min_flow_mw, hydro_avg_flow_mw FROM switch.hydro_historical_monthly_capacity_factors WHERE generation_plant_id = 1157631116 AND hydro_simple_scenario_id = 1;
INSERT INTO switch.hydro_historical_monthly_capacity_factors (hydro_simple_scenario_id, generation_plant_id, year, month, hydro_min_flow_mw, hydro_avg_flow_mw) SELECT 21 as hydro_simple_scenario_id, 158040 as generation_plant_id, 2006 as year, month, hydro_min_flow_mw, hydro_avg_flow_mw FROM switch.hydro_historical_monthly_capacity_factors WHERE generation_plant_id = 1157631113 AND hydro_simple_scenario_id = 1;
INSERT INTO switch.hydro_historical_monthly_capacity_factors (hydro_simple_scenario_id, generation_plant_id, year, month, hydro_min_flow_mw, hydro_avg_flow_mw) SELECT 21 as hydro_simple_scenario_id, 157843 as generation_plant_id, 2006 as year, month, hydro_min_flow_mw, hydro_avg_flow_mw FROM switch.hydro_historical_monthly_capacity_factors WHERE generation_plant_id = 5000827 AND hydro_simple_scenario_id = 1;
INSERT INTO switch.hydro_historical_monthly_capacity_factors (hydro_simple_scenario_id, generation_plant_id, year, month, hydro_min_flow_mw, hydro_avg_flow_mw) SELECT 21 as hydro_simple_scenario_id, 157927 as generation_plant_id, 2006 as year, month, hydro_min_flow_mw, hydro_avg_flow_mw FROM switch.hydro_historical_monthly_capacity_factors WHERE generation_plant_id = 5000911 AND hydro_simple_scenario_id = 1;
INSERT INTO switch.hydro_historical_monthly_capacity_factors (hydro_simple_scenario_id, generation_plant_id, year, month, hydro_min_flow_mw, hydro_avg_flow_mw) SELECT 21 as hydro_simple_scenario_id, 157928 as generation_plant_id, 2006 as year, month, hydro_min_flow_mw, hydro_avg_flow_mw FROM switch.hydro_historical_monthly_capacity_factors WHERE generation_plant_id = 5000912 AND hydro_simple_scenario_id = 1;
INSERT INTO switch.hydro_historical_monthly_capacity_factors (hydro_simple_scenario_id, generation_plant_id, year, month, hydro_min_flow_mw, hydro_avg_flow_mw) SELECT 21 as hydro_simple_scenario_id, 157844 as generation_plant_id, 2006 as year, month, hydro_min_flow_mw, hydro_avg_flow_mw FROM switch.hydro_historical_monthly_capacity_factors WHERE generation_plant_id = 5000828 AND hydro_simple_scenario_id = 1;
INSERT INTO switch.hydro_historical_monthly_capacity_factors (hydro_simple_scenario_id, generation_plant_id, year, month, hydro_min_flow_mw, hydro_avg_flow_mw) SELECT 21 as hydro_simple_scenario_id, 157929 as generation_plant_id, 2006 as year, month, hydro_min_flow_mw, hydro_avg_flow_mw FROM switch.hydro_historical_monthly_capacity_factors WHERE generation_plant_id = 5000913 AND hydro_simple_scenario_id = 1;
INSERT INTO switch.hydro_historical_monthly_capacity_factors (hydro_simple_scenario_id, generation_plant_id, year, month, hydro_min_flow_mw, hydro_avg_flow_mw) SELECT 21 as hydro_simple_scenario_id, 157930 as generation_plant_id, 2006 as year, month, hydro_min_flow_mw, hydro_avg_flow_mw FROM switch.hydro_historical_monthly_capacity_factors WHERE generation_plant_id = 5000914 AND hydro_simple_scenario_id = 1;
INSERT INTO switch.hydro_historical_monthly_capacity_factors (hydro_simple_scenario_id, generation_plant_id, year, month, hydro_min_flow_mw, hydro_avg_flow_mw) SELECT 21 as hydro_simple_scenario_id, 157931 as generation_plant_id, 2006 as year, month, hydro_min_flow_mw, hydro_avg_flow_mw FROM switch.hydro_historical_monthly_capacity_factors WHERE generation_plant_id = 5000915 AND hydro_simple_scenario_id = 1;
INSERT INTO switch.hydro_historical_monthly_capacity_factors (hydro_simple_scenario_id, generation_plant_id, year, month, hydro_min_flow_mw, hydro_avg_flow_mw) SELECT 21 as hydro_simple_scenario_id, 157932 as generation_plant_id, 2006 as year, month, hydro_min_flow_mw, hydro_avg_flow_mw FROM switch.hydro_historical_monthly_capacity_factors WHERE generation_plant_id = 5000916 AND hydro_simple_scenario_id = 1;
INSERT INTO switch.hydro_historical_monthly_capacity_factors (hydro_simple_scenario_id, generation_plant_id, year, month, hydro_min_flow_mw, hydro_avg_flow_mw) SELECT 21 as hydro_simple_scenario_id, 157933 as generation_plant_id, 2006 as year, month, hydro_min_flow_mw, hydro_avg_flow_mw FROM switch.hydro_historical_monthly_capacity_factors WHERE generation_plant_id = 5000917 AND hydro_simple_scenario_id = 1;
INSERT INTO switch.hydro_historical_monthly_capacity_factors (hydro_simple_scenario_id, generation_plant_id, year, month, hydro_min_flow_mw, hydro_avg_flow_mw) SELECT 21 as hydro_simple_scenario_id, 157934 as generation_plant_id, 2006 as year, month, hydro_min_flow_mw, hydro_avg_flow_mw FROM switch.hydro_historical_monthly_capacity_factors WHERE generation_plant_id = 5000918 AND hydro_simple_scenario_id = 1;
INSERT INTO switch.hydro_historical_monthly_capacity_factors (hydro_simple_scenario_id, generation_plant_id, year, month, hydro_min_flow_mw, hydro_avg_flow_mw) SELECT 21 as hydro_simple_scenario_id, 158010 as generation_plant_id, 2006 as year, month, hydro_min_flow_mw, hydro_avg_flow_mw FROM switch.hydro_historical_monthly_capacity_factors WHERE generation_plant_id = 1157631083 AND hydro_simple_scenario_id = 1;
INSERT INTO switch.hydro_historical_monthly_capacity_factors (hydro_simple_scenario_id, generation_plant_id, year, month, hydro_min_flow_mw, hydro_avg_flow_mw) SELECT 21 as hydro_simple_scenario_id, 157952 as generation_plant_id, 2006 as year, month, hydro_min_flow_mw, hydro_avg_flow_mw FROM switch.hydro_historical_monthly_capacity_factors WHERE generation_plant_id = 1157631025 AND hydro_simple_scenario_id = 1;
INSERT INTO switch.hydro_historical_monthly_capacity_factors (hydro_simple_scenario_id, generation_plant_id, year, month, hydro_min_flow_mw, hydro_avg_flow_mw) SELECT 21 as hydro_simple_scenario_id, 157949 as generation_plant_id, 2006 as year, month, hydro_min_flow_mw, hydro_avg_flow_mw FROM switch.hydro_historical_monthly_capacity_factors WHERE generation_plant_id = 1157631022 AND hydro_simple_scenario_id = 1;
INSERT INTO switch.hydro_historical_monthly_capacity_factors (hydro_simple_scenario_id, generation_plant_id, year, month, hydro_min_flow_mw, hydro_avg_flow_mw) SELECT 21 as hydro_simple_scenario_id, 157962 as generation_plant_id, 2006 as year, month, hydro_min_flow_mw, hydro_avg_flow_mw FROM switch.hydro_historical_monthly_capacity_factors WHERE generation_plant_id = 1157631035 AND hydro_simple_scenario_id = 1;
INSERT INTO switch.hydro_historical_monthly_capacity_factors (hydro_simple_scenario_id, generation_plant_id, year, month, hydro_min_flow_mw, hydro_avg_flow_mw) SELECT 21 as hydro_simple_scenario_id, 157935 as generation_plant_id, 2006 as year, month, hydro_min_flow_mw, hydro_avg_flow_mw FROM switch.hydro_historical_monthly_capacity_factors WHERE generation_plant_id = 5000919 AND hydro_simple_scenario_id = 1;
INSERT INTO switch.hydro_historical_monthly_capacity_factors (hydro_simple_scenario_id, generation_plant_id, year, month, hydro_min_flow_mw, hydro_avg_flow_mw) SELECT 21 as hydro_simple_scenario_id, 157936 as generation_plant_id, 2006 as year, month, hydro_min_flow_mw, hydro_avg_flow_mw FROM switch.hydro_historical_monthly_capacity_factors WHERE generation_plant_id = 5000920 AND hydro_simple_scenario_id = 1;
INSERT INTO switch.hydro_historical_monthly_capacity_factors (hydro_simple_scenario_id, generation_plant_id, year, month, hydro_min_flow_mw, hydro_avg_flow_mw) SELECT 21 as hydro_simple_scenario_id, 158007 as generation_plant_id, 2006 as year, month, hydro_min_flow_mw, hydro_avg_flow_mw FROM switch.hydro_historical_monthly_capacity_factors WHERE generation_plant_id = 1157631080 AND hydro_simple_scenario_id = 1;
INSERT INTO switch.hydro_historical_monthly_capacity_factors (hydro_simple_scenario_id, generation_plant_id, year, month, hydro_min_flow_mw, hydro_avg_flow_mw) SELECT 21 as hydro_simple_scenario_id, 157937 as generation_plant_id, 2006 as year, month, hydro_min_flow_mw, hydro_avg_flow_mw FROM switch.hydro_historical_monthly_capacity_factors WHERE generation_plant_id = 5000921 AND hydro_simple_scenario_id = 1;
INSERT INTO switch.hydro_historical_monthly_capacity_factors (hydro_simple_scenario_id, generation_plant_id, year, month, hydro_min_flow_mw, hydro_avg_flow_mw) SELECT 21 as hydro_simple_scenario_id, 157938 as generation_plant_id, 2006 as year, month, hydro_min_flow_mw, hydro_avg_flow_mw FROM switch.hydro_historical_monthly_capacity_factors WHERE generation_plant_id = 5000922 AND hydro_simple_scenario_id = 1;
INSERT INTO switch.hydro_historical_monthly_capacity_factors (hydro_simple_scenario_id, generation_plant_id, year, month, hydro_min_flow_mw, hydro_avg_flow_mw) SELECT 21 as hydro_simple_scenario_id, 157845 as generation_plant_id, 2006 as year, month, hydro_min_flow_mw, hydro_avg_flow_mw FROM switch.hydro_historical_monthly_capacity_factors WHERE generation_plant_id = 5000829 AND hydro_simple_scenario_id = 1;
INSERT INTO switch.hydro_historical_monthly_capacity_factors (hydro_simple_scenario_id, generation_plant_id, year, month, hydro_min_flow_mw, hydro_avg_flow_mw) SELECT 21 as hydro_simple_scenario_id, 158055 as generation_plant_id, 2006 as year, month, hydro_min_flow_mw, hydro_avg_flow_mw FROM switch.hydro_historical_monthly_capacity_factors WHERE generation_plant_id = 1157631128 AND hydro_simple_scenario_id = 1;
INSERT INTO switch.hydro_historical_monthly_capacity_factors (hydro_simple_scenario_id, generation_plant_id, year, month, hydro_min_flow_mw, hydro_avg_flow_mw) SELECT 21 as hydro_simple_scenario_id, 158056 as generation_plant_id, 2006 as year, month, hydro_min_flow_mw, hydro_avg_flow_mw FROM switch.hydro_historical_monthly_capacity_factors WHERE generation_plant_id = 1157631129 AND hydro_simple_scenario_id = 1;
INSERT INTO switch.hydro_historical_monthly_capacity_factors (hydro_simple_scenario_id, generation_plant_id, year, month, hydro_min_flow_mw, hydro_avg_flow_mw) SELECT 21 as hydro_simple_scenario_id, 157939 as generation_plant_id, 2006 as year, month, hydro_min_flow_mw, hydro_avg_flow_mw FROM switch.hydro_historical_monthly_capacity_factors WHERE generation_plant_id = 5000923 AND hydro_simple_scenario_id = 1;
INSERT INTO switch.hydro_historical_monthly_capacity_factors (hydro_simple_scenario_id, generation_plant_id, year, month, hydro_min_flow_mw, hydro_avg_flow_mw) SELECT 21 as hydro_simple_scenario_id, 158059 as generation_plant_id, 2006 as year, month, hydro_min_flow_mw, hydro_avg_flow_mw FROM switch.hydro_historical_monthly_capacity_factors WHERE generation_plant_id = 1157631165 AND hydro_simple_scenario_id = 1;
INSERT INTO switch.hydro_historical_monthly_capacity_factors (hydro_simple_scenario_id, generation_plant_id, year, month, hydro_min_flow_mw, hydro_avg_flow_mw) SELECT 21 as hydro_simple_scenario_id, 158068 as generation_plant_id, 2006 as year, month, hydro_min_flow_mw, hydro_avg_flow_mw FROM switch.hydro_historical_monthly_capacity_factors WHERE generation_plant_id = 1157631174 AND hydro_simple_scenario_id = 1;
INSERT INTO switch.hydro_historical_monthly_capacity_factors (hydro_simple_scenario_id, generation_plant_id, year, month, hydro_min_flow_mw, hydro_avg_flow_mw) SELECT 21 as hydro_simple_scenario_id, 158069 as generation_plant_id, 2006 as year, month, hydro_min_flow_mw, hydro_avg_flow_mw FROM switch.hydro_historical_monthly_capacity_factors WHERE generation_plant_id = 1157631175 AND hydro_simple_scenario_id = 1;
INSERT INTO switch.hydro_historical_monthly_capacity_factors (hydro_simple_scenario_id, generation_plant_id, year, month, hydro_min_flow_mw, hydro_avg_flow_mw) SELECT 21 as hydro_simple_scenario_id, 158070 as generation_plant_id, 2006 as year, month, hydro_min_flow_mw, hydro_avg_flow_mw FROM switch.hydro_historical_monthly_capacity_factors WHERE generation_plant_id = 1157631176 AND hydro_simple_scenario_id = 1;
INSERT INTO switch.hydro_historical_monthly_capacity_factors (hydro_simple_scenario_id, generation_plant_id, year, month, hydro_min_flow_mw, hydro_avg_flow_mw) SELECT 21 as hydro_simple_scenario_id, 158071 as generation_plant_id, 2006 as year, month, hydro_min_flow_mw, hydro_avg_flow_mw FROM switch.hydro_historical_monthly_capacity_factors WHERE generation_plant_id = 1157631177 AND hydro_simple_scenario_id = 1;
INSERT INTO switch.hydro_historical_monthly_capacity_factors (hydro_simple_scenario_id, generation_plant_id, year, month, hydro_min_flow_mw, hydro_avg_flow_mw) SELECT 21 as hydro_simple_scenario_id, 158072 as generation_plant_id, 2006 as year, month, hydro_min_flow_mw, hydro_avg_flow_mw FROM switch.hydro_historical_monthly_capacity_factors WHERE generation_plant_id = 1157631178 AND hydro_simple_scenario_id = 1;
INSERT INTO switch.hydro_historical_monthly_capacity_factors (hydro_simple_scenario_id, generation_plant_id, year, month, hydro_min_flow_mw, hydro_avg_flow_mw) SELECT 21 as hydro_simple_scenario_id, 158073 as generation_plant_id, 2006 as year, month, hydro_min_flow_mw, hydro_avg_flow_mw FROM switch.hydro_historical_monthly_capacity_factors WHERE generation_plant_id = 1157631179 AND hydro_simple_scenario_id = 1;
INSERT INTO switch.hydro_historical_monthly_capacity_factors (hydro_simple_scenario_id, generation_plant_id, year, month, hydro_min_flow_mw, hydro_avg_flow_mw) SELECT 21 as hydro_simple_scenario_id, 158074 as generation_plant_id, 2006 as year, month, hydro_min_flow_mw, hydro_avg_flow_mw FROM switch.hydro_historical_monthly_capacity_factors WHERE generation_plant_id = 1157631180 AND hydro_simple_scenario_id = 1;
INSERT INTO switch.hydro_historical_monthly_capacity_factors (hydro_simple_scenario_id, generation_plant_id, year, month, hydro_min_flow_mw, hydro_avg_flow_mw) SELECT 21 as hydro_simple_scenario_id, 158075 as generation_plant_id, 2006 as year, month, hydro_min_flow_mw, hydro_avg_flow_mw FROM switch.hydro_historical_monthly_capacity_factors WHERE generation_plant_id = 1157631181 AND hydro_simple_scenario_id = 1;
INSERT INTO switch.hydro_historical_monthly_capacity_factors (hydro_simple_scenario_id, generation_plant_id, year, month, hydro_min_flow_mw, hydro_avg_flow_mw) SELECT 21 as hydro_simple_scenario_id, 158076 as generation_plant_id, 2006 as year, month, hydro_min_flow_mw, hydro_avg_flow_mw FROM switch.hydro_historical_monthly_capacity_factors WHERE generation_plant_id = 1157631182 AND hydro_simple_scenario_id = 1;
INSERT INTO switch.hydro_historical_monthly_capacity_factors (hydro_simple_scenario_id, generation_plant_id, year, month, hydro_min_flow_mw, hydro_avg_flow_mw) SELECT 21 as hydro_simple_scenario_id, 158077 as generation_plant_id, 2006 as year, month, hydro_min_flow_mw, hydro_avg_flow_mw FROM switch.hydro_historical_monthly_capacity_factors WHERE generation_plant_id = 1157631183 AND hydro_simple_scenario_id = 1;
INSERT INTO switch.hydro_historical_monthly_capacity_factors (hydro_simple_scenario_id, generation_plant_id, year, month, hydro_min_flow_mw, hydro_avg_flow_mw) SELECT 21 as hydro_simple_scenario_id, 158060 as generation_plant_id, 2006 as year, month, hydro_min_flow_mw, hydro_avg_flow_mw FROM switch.hydro_historical_monthly_capacity_factors WHERE generation_plant_id = 1157631166 AND hydro_simple_scenario_id = 1;
INSERT INTO switch.hydro_historical_monthly_capacity_factors (hydro_simple_scenario_id, generation_plant_id, year, month, hydro_min_flow_mw, hydro_avg_flow_mw) SELECT 21 as hydro_simple_scenario_id, 158078 as generation_plant_id, 2006 as year, month, hydro_min_flow_mw, hydro_avg_flow_mw FROM switch.hydro_historical_monthly_capacity_factors WHERE generation_plant_id = 1157631184 AND hydro_simple_scenario_id = 1;
INSERT INTO switch.hydro_historical_monthly_capacity_factors (hydro_simple_scenario_id, generation_plant_id, year, month, hydro_min_flow_mw, hydro_avg_flow_mw) SELECT 21 as hydro_simple_scenario_id, 158079 as generation_plant_id, 2006 as year, month, hydro_min_flow_mw, hydro_avg_flow_mw FROM switch.hydro_historical_monthly_capacity_factors WHERE generation_plant_id = 1157631185 AND hydro_simple_scenario_id = 1;
INSERT INTO switch.hydro_historical_monthly_capacity_factors (hydro_simple_scenario_id, generation_plant_id, year, month, hydro_min_flow_mw, hydro_avg_flow_mw) SELECT 21 as hydro_simple_scenario_id, 158080 as generation_plant_id, 2006 as year, month, hydro_min_flow_mw, hydro_avg_flow_mw FROM switch.hydro_historical_monthly_capacity_factors WHERE generation_plant_id = 1157631186 AND hydro_simple_scenario_id = 1;
INSERT INTO switch.hydro_historical_monthly_capacity_factors (hydro_simple_scenario_id, generation_plant_id, year, month, hydro_min_flow_mw, hydro_avg_flow_mw) SELECT 21 as hydro_simple_scenario_id, 158081 as generation_plant_id, 2006 as year, month, hydro_min_flow_mw, hydro_avg_flow_mw FROM switch.hydro_historical_monthly_capacity_factors WHERE generation_plant_id = 1157631187 AND hydro_simple_scenario_id = 1;
INSERT INTO switch.hydro_historical_monthly_capacity_factors (hydro_simple_scenario_id, generation_plant_id, year, month, hydro_min_flow_mw, hydro_avg_flow_mw) SELECT 21 as hydro_simple_scenario_id, 158082 as generation_plant_id, 2006 as year, month, hydro_min_flow_mw, hydro_avg_flow_mw FROM switch.hydro_historical_monthly_capacity_factors WHERE generation_plant_id = 1157631188 AND hydro_simple_scenario_id = 1;
INSERT INTO switch.hydro_historical_monthly_capacity_factors (hydro_simple_scenario_id, generation_plant_id, year, month, hydro_min_flow_mw, hydro_avg_flow_mw) SELECT 21 as hydro_simple_scenario_id, 158083 as generation_plant_id, 2006 as year, month, hydro_min_flow_mw, hydro_avg_flow_mw FROM switch.hydro_historical_monthly_capacity_factors WHERE generation_plant_id = 1157631189 AND hydro_simple_scenario_id = 1;
INSERT INTO switch.hydro_historical_monthly_capacity_factors (hydro_simple_scenario_id, generation_plant_id, year, month, hydro_min_flow_mw, hydro_avg_flow_mw) SELECT 21 as hydro_simple_scenario_id, 158084 as generation_plant_id, 2006 as year, month, hydro_min_flow_mw, hydro_avg_flow_mw FROM switch.hydro_historical_monthly_capacity_factors WHERE generation_plant_id = 1157631190 AND hydro_simple_scenario_id = 1;
INSERT INTO switch.hydro_historical_monthly_capacity_factors (hydro_simple_scenario_id, generation_plant_id, year, month, hydro_min_flow_mw, hydro_avg_flow_mw) SELECT 21 as hydro_simple_scenario_id, 158085 as generation_plant_id, 2006 as year, month, hydro_min_flow_mw, hydro_avg_flow_mw FROM switch.hydro_historical_monthly_capacity_factors WHERE generation_plant_id = 1157631191 AND hydro_simple_scenario_id = 1;
INSERT INTO switch.hydro_historical_monthly_capacity_factors (hydro_simple_scenario_id, generation_plant_id, year, month, hydro_min_flow_mw, hydro_avg_flow_mw) SELECT 21 as hydro_simple_scenario_id, 158086 as generation_plant_id, 2006 as year, month, hydro_min_flow_mw, hydro_avg_flow_mw FROM switch.hydro_historical_monthly_capacity_factors WHERE generation_plant_id = 1157631192 AND hydro_simple_scenario_id = 1;
INSERT INTO switch.hydro_historical_monthly_capacity_factors (hydro_simple_scenario_id, generation_plant_id, year, month, hydro_min_flow_mw, hydro_avg_flow_mw) SELECT 21 as hydro_simple_scenario_id, 158087 as generation_plant_id, 2006 as year, month, hydro_min_flow_mw, hydro_avg_flow_mw FROM switch.hydro_historical_monthly_capacity_factors WHERE generation_plant_id = 1157631193 AND hydro_simple_scenario_id = 1;
INSERT INTO switch.hydro_historical_monthly_capacity_factors (hydro_simple_scenario_id, generation_plant_id, year, month, hydro_min_flow_mw, hydro_avg_flow_mw) SELECT 21 as hydro_simple_scenario_id, 158061 as generation_plant_id, 2006 as year, month, hydro_min_flow_mw, hydro_avg_flow_mw FROM switch.hydro_historical_monthly_capacity_factors WHERE generation_plant_id = 1157631167 AND hydro_simple_scenario_id = 1;
INSERT INTO switch.hydro_historical_monthly_capacity_factors (hydro_simple_scenario_id, generation_plant_id, year, month, hydro_min_flow_mw, hydro_avg_flow_mw) SELECT 21 as hydro_simple_scenario_id, 158088 as generation_plant_id, 2006 as year, month, hydro_min_flow_mw, hydro_avg_flow_mw FROM switch.hydro_historical_monthly_capacity_factors WHERE generation_plant_id = 1157631194 AND hydro_simple_scenario_id = 1;
INSERT INTO switch.hydro_historical_monthly_capacity_factors (hydro_simple_scenario_id, generation_plant_id, year, month, hydro_min_flow_mw, hydro_avg_flow_mw) SELECT 21 as hydro_simple_scenario_id, 158089 as generation_plant_id, 2006 as year, month, hydro_min_flow_mw, hydro_avg_flow_mw FROM switch.hydro_historical_monthly_capacity_factors WHERE generation_plant_id = 1157631195 AND hydro_simple_scenario_id = 1;
INSERT INTO switch.hydro_historical_monthly_capacity_factors (hydro_simple_scenario_id, generation_plant_id, year, month, hydro_min_flow_mw, hydro_avg_flow_mw) SELECT 21 as hydro_simple_scenario_id, 158090 as generation_plant_id, 2006 as year, month, hydro_min_flow_mw, hydro_avg_flow_mw FROM switch.hydro_historical_monthly_capacity_factors WHERE generation_plant_id = 1157631196 AND hydro_simple_scenario_id = 1;
INSERT INTO switch.hydro_historical_monthly_capacity_factors (hydro_simple_scenario_id, generation_plant_id, year, month, hydro_min_flow_mw, hydro_avg_flow_mw) SELECT 21 as hydro_simple_scenario_id, 158091 as generation_plant_id, 2006 as year, month, hydro_min_flow_mw, hydro_avg_flow_mw FROM switch.hydro_historical_monthly_capacity_factors WHERE generation_plant_id = 1157631197 AND hydro_simple_scenario_id = 1;
INSERT INTO switch.hydro_historical_monthly_capacity_factors (hydro_simple_scenario_id, generation_plant_id, year, month, hydro_min_flow_mw, hydro_avg_flow_mw) SELECT 21 as hydro_simple_scenario_id, 158092 as generation_plant_id, 2006 as year, month, hydro_min_flow_mw, hydro_avg_flow_mw FROM switch.hydro_historical_monthly_capacity_factors WHERE generation_plant_id = 1157631198 AND hydro_simple_scenario_id = 1;
INSERT INTO switch.hydro_historical_monthly_capacity_factors (hydro_simple_scenario_id, generation_plant_id, year, month, hydro_min_flow_mw, hydro_avg_flow_mw) SELECT 21 as hydro_simple_scenario_id, 158062 as generation_plant_id, 2006 as year, month, hydro_min_flow_mw, hydro_avg_flow_mw FROM switch.hydro_historical_monthly_capacity_factors WHERE generation_plant_id = 1157631168 AND hydro_simple_scenario_id = 1;
INSERT INTO switch.hydro_historical_monthly_capacity_factors (hydro_simple_scenario_id, generation_plant_id, year, month, hydro_min_flow_mw, hydro_avg_flow_mw) SELECT 21 as hydro_simple_scenario_id, 158063 as generation_plant_id, 2006 as year, month, hydro_min_flow_mw, hydro_avg_flow_mw FROM switch.hydro_historical_monthly_capacity_factors WHERE generation_plant_id = 1157631169 AND hydro_simple_scenario_id = 1;
INSERT INTO switch.hydro_historical_monthly_capacity_factors (hydro_simple_scenario_id, generation_plant_id, year, month, hydro_min_flow_mw, hydro_avg_flow_mw) SELECT 21 as hydro_simple_scenario_id, 158064 as generation_plant_id, 2006 as year, month, hydro_min_flow_mw, hydro_avg_flow_mw FROM switch.hydro_historical_monthly_capacity_factors WHERE generation_plant_id = 1157631170 AND hydro_simple_scenario_id = 1;
INSERT INTO switch.hydro_historical_monthly_capacity_factors (hydro_simple_scenario_id, generation_plant_id, year, month, hydro_min_flow_mw, hydro_avg_flow_mw) SELECT 21 as hydro_simple_scenario_id, 158065 as generation_plant_id, 2006 as year, month, hydro_min_flow_mw, hydro_avg_flow_mw FROM switch.hydro_historical_monthly_capacity_factors WHERE generation_plant_id = 1157631171 AND hydro_simple_scenario_id = 1;
INSERT INTO switch.hydro_historical_monthly_capacity_factors (hydro_simple_scenario_id, generation_plant_id, year, month, hydro_min_flow_mw, hydro_avg_flow_mw) SELECT 21 as hydro_simple_scenario_id, 158066 as generation_plant_id, 2006 as year, month, hydro_min_flow_mw, hydro_avg_flow_mw FROM switch.hydro_historical_monthly_capacity_factors WHERE generation_plant_id = 1157631172 AND hydro_simple_scenario_id = 1;
INSERT INTO switch.hydro_historical_monthly_capacity_factors (hydro_simple_scenario_id, generation_plant_id, year, month, hydro_min_flow_mw, hydro_avg_flow_mw) SELECT 21 as hydro_simple_scenario_id, 158067 as generation_plant_id, 2006 as year, month, hydro_min_flow_mw, hydro_avg_flow_mw FROM switch.hydro_historical_monthly_capacity_factors WHERE generation_plant_id = 1157631173 AND hydro_simple_scenario_id = 1;
INSERT INTO switch.hydro_historical_monthly_capacity_factors (hydro_simple_scenario_id, generation_plant_id, year, month, hydro_min_flow_mw, hydro_avg_flow_mw) SELECT 21 as hydro_simple_scenario_id, 158009 as generation_plant_id, 2006 as year, month, hydro_min_flow_mw, hydro_avg_flow_mw FROM switch.hydro_historical_monthly_capacity_factors WHERE generation_plant_id = 1157631082 AND hydro_simple_scenario_id = 1;
INSERT INTO switch.hydro_historical_monthly_capacity_factors (hydro_simple_scenario_id, generation_plant_id, year, month, hydro_min_flow_mw, hydro_avg_flow_mw) SELECT 21 as hydro_simple_scenario_id, 158014 as generation_plant_id, 2006 as year, month, hydro_min_flow_mw, hydro_avg_flow_mw FROM switch.hydro_historical_monthly_capacity_factors WHERE generation_plant_id = 1157631087 AND hydro_simple_scenario_id = 1;

## hydro_historical_cf_2007
INSERT INTO switch.hydro_historical_monthly_capacity_factors (hydro_simple_scenario_id, generation_plant_id, year, month, hydro_min_flow_mw, hydro_avg_flow_mw)
SELECT 21 as hydro_simple_scenario_id, 154089 as generation_plant_id, 2004 as year, month, hydro_min_flow_mw, hydro_avg_flow_mw
FROM switch.hydro_historical_monthly_capacity_factors
WHERE generation_plant_id = 5000830
AND hydro_simple_scenario_id = 1
INSERT INTO switch.hydro_historical_monthly_capacity_factors (hydro_simple_scenario_id, generation_plant_id, year, month, hydro_min_flow_mw, hydro_avg_flow_mw) SELECT 21 as hydro_simple_scenario_id, | new_id | as generation_plant_id, | 2007 | as year, month, hydro_min_flow_mw, hydro_avg_flow_mw FROM switch.hydro_historical_monthly_capacity_factors WHERE generation_plant_id = | old_id | AND hydro_simple_scenario_id = 1;
INSERT INTO switch.hydro_historical_monthly_capacity_factors (hydro_simple_scenario_id, generation_plant_id, year, month, hydro_min_flow_mw, hydro_avg_flow_mw) SELECT 21 as hydro_simple_scenario_id, 157846 as generation_plant_id, 2007 as year, month, hydro_min_flow_mw, hydro_avg_flow_mw FROM switch.hydro_historical_monthly_capacity_factors WHERE generation_plant_id = 5000830 AND hydro_simple_scenario_id = 1;
INSERT INTO switch.hydro_historical_monthly_capacity_factors (hydro_simple_scenario_id, generation_plant_id, year, month, hydro_min_flow_mw, hydro_avg_flow_mw) SELECT 21 as hydro_simple_scenario_id, 157959 as generation_plant_id, 2007 as year, month, hydro_min_flow_mw, hydro_avg_flow_mw FROM switch.hydro_historical_monthly_capacity_factors WHERE generation_plant_id = 1157631032 AND hydro_simple_scenario_id = 1;
INSERT INTO switch.hydro_historical_monthly_capacity_factors (hydro_simple_scenario_id, generation_plant_id, year, month, hydro_min_flow_mw, hydro_avg_flow_mw) SELECT 21 as hydro_simple_scenario_id, 157847 as generation_plant_id, 2007 as year, month, hydro_min_flow_mw, hydro_avg_flow_mw FROM switch.hydro_historical_monthly_capacity_factors WHERE generation_plant_id = 5000831 AND hydro_simple_scenario_id = 1;
INSERT INTO switch.hydro_historical_monthly_capacity_factors (hydro_simple_scenario_id, generation_plant_id, year, month, hydro_min_flow_mw, hydro_avg_flow_mw) SELECT 21 as hydro_simple_scenario_id, 158008 as generation_plant_id, 2007 as year, month, hydro_min_flow_mw, hydro_avg_flow_mw FROM switch.hydro_historical_monthly_capacity_factors WHERE generation_plant_id = 1157631081 AND hydro_simple_scenario_id = 1;
INSERT INTO switch.hydro_historical_monthly_capacity_factors (hydro_simple_scenario_id, generation_plant_id, year, month, hydro_min_flow_mw, hydro_avg_flow_mw) SELECT 21 as hydro_simple_scenario_id, 157848 as generation_plant_id, 2007 as year, month, hydro_min_flow_mw, hydro_avg_flow_mw FROM switch.hydro_historical_monthly_capacity_factors WHERE generation_plant_id = 5000832 AND hydro_simple_scenario_id = 1;
INSERT INTO switch.hydro_historical_monthly_capacity_factors (hydro_simple_scenario_id, generation_plant_id, year, month, hydro_min_flow_mw, hydro_avg_flow_mw) SELECT 21 as hydro_simple_scenario_id, 157849 as generation_plant_id, 2007 as year, month, hydro_min_flow_mw, hydro_avg_flow_mw FROM switch.hydro_historical_monthly_capacity_factors WHERE generation_plant_id = 5000833 AND hydro_simple_scenario_id = 1;
INSERT INTO switch.hydro_historical_monthly_capacity_factors (hydro_simple_scenario_id, generation_plant_id, year, month, hydro_min_flow_mw, hydro_avg_flow_mw) SELECT 21 as hydro_simple_scenario_id, 157851 as generation_plant_id, 2007 as year, month, hydro_min_flow_mw, hydro_avg_flow_mw FROM switch.hydro_historical_monthly_capacity_factors WHERE generation_plant_id = 5000835 AND hydro_simple_scenario_id = 1;
INSERT INTO switch.hydro_historical_monthly_capacity_factors (hydro_simple_scenario_id, generation_plant_id, year, month, hydro_min_flow_mw, hydro_avg_flow_mw) SELECT 21 as hydro_simple_scenario_id, 157850 as generation_plant_id, 2007 as year, month, hydro_min_flow_mw, hydro_avg_flow_mw FROM switch.hydro_historical_monthly_capacity_factors WHERE generation_plant_id = 5000834 AND hydro_simple_scenario_id = 1;
INSERT INTO switch.hydro_historical_monthly_capacity_factors (hydro_simple_scenario_id, generation_plant_id, year, month, hydro_min_flow_mw, hydro_avg_flow_mw) SELECT 21 as hydro_simple_scenario_id, 158044 as generation_plant_id, 2007 as year, month, hydro_min_flow_mw, hydro_avg_flow_mw FROM switch.hydro_historical_monthly_capacity_factors WHERE generation_plant_id = 1157631117 AND hydro_simple_scenario_id = 1;
INSERT INTO switch.hydro_historical_monthly_capacity_factors (hydro_simple_scenario_id, generation_plant_id, year, month, hydro_min_flow_mw, hydro_avg_flow_mw) SELECT 21 as hydro_simple_scenario_id, 157961 as generation_plant_id, 2007 as year, month, hydro_min_flow_mw, hydro_avg_flow_mw FROM switch.hydro_historical_monthly_capacity_factors WHERE generation_plant_id = 1157631034 AND hydro_simple_scenario_id = 1;
INSERT INTO switch.hydro_historical_monthly_capacity_factors (hydro_simple_scenario_id, generation_plant_id, year, month, hydro_min_flow_mw, hydro_avg_flow_mw) SELECT 21 as hydro_simple_scenario_id, 157960 as generation_plant_id, 2007 as year, month, hydro_min_flow_mw, hydro_avg_flow_mw FROM switch.hydro_historical_monthly_capacity_factors WHERE generation_plant_id = 1157631033 AND hydro_simple_scenario_id = 1;
INSERT INTO switch.hydro_historical_monthly_capacity_factors (hydro_simple_scenario_id, generation_plant_id, year, month, hydro_min_flow_mw, hydro_avg_flow_mw) SELECT 21 as hydro_simple_scenario_id, 157824 as generation_plant_id, 2007 as year, month, hydro_min_flow_mw, hydro_avg_flow_mw FROM switch.hydro_historical_monthly_capacity_factors WHERE generation_plant_id = 5000808 AND hydro_simple_scenario_id = 1;
INSERT INTO switch.hydro_historical_monthly_capacity_factors (hydro_simple_scenario_id, generation_plant_id, year, month, hydro_min_flow_mw, hydro_avg_flow_mw) SELECT 21 as hydro_simple_scenario_id, 157971 as generation_plant_id, 2007 as year, month, hydro_min_flow_mw, hydro_avg_flow_mw FROM switch.hydro_historical_monthly_capacity_factors WHERE generation_plant_id = 1157631044 AND hydro_simple_scenario_id = 1;
INSERT INTO switch.hydro_historical_monthly_capacity_factors (hydro_simple_scenario_id, generation_plant_id, year, month, hydro_min_flow_mw, hydro_avg_flow_mw) SELECT 21 as hydro_simple_scenario_id, 157972 as generation_plant_id, 2007 as year, month, hydro_min_flow_mw, hydro_avg_flow_mw FROM switch.hydro_historical_monthly_capacity_factors WHERE generation_plant_id = 1157631045 AND hydro_simple_scenario_id = 1;
INSERT INTO switch.hydro_historical_monthly_capacity_factors (hydro_simple_scenario_id, generation_plant_id, year, month, hydro_min_flow_mw, hydro_avg_flow_mw) SELECT 21 as hydro_simple_scenario_id, 157970 as generation_plant_id, 2007 as year, month, hydro_min_flow_mw, hydro_avg_flow_mw FROM switch.hydro_historical_monthly_capacity_factors WHERE generation_plant_id = 1157631043 AND hydro_simple_scenario_id = 1;
INSERT INTO switch.hydro_historical_monthly_capacity_factors (hydro_simple_scenario_id, generation_plant_id, year, month, hydro_min_flow_mw, hydro_avg_flow_mw) SELECT 21 as hydro_simple_scenario_id, 157945 as generation_plant_id, 2007 as year, month, hydro_min_flow_mw, hydro_avg_flow_mw FROM switch.hydro_historical_monthly_capacity_factors WHERE generation_plant_id = 1157631018 AND hydro_simple_scenario_id = 1;
INSERT INTO switch.hydro_historical_monthly_capacity_factors (hydro_simple_scenario_id, generation_plant_id, year, month, hydro_min_flow_mw, hydro_avg_flow_mw) SELECT 21 as hydro_simple_scenario_id, 157825 as generation_plant_id, 2007 as year, month, hydro_min_flow_mw, hydro_avg_flow_mw FROM switch.hydro_historical_monthly_capacity_factors WHERE generation_plant_id = 5000809 AND hydro_simple_scenario_id = 1;
INSERT INTO switch.hydro_historical_monthly_capacity_factors (hydro_simple_scenario_id, generation_plant_id, year, month, hydro_min_flow_mw, hydro_avg_flow_mw) SELECT 21 as hydro_simple_scenario_id, 157826 as generation_plant_id, 2007 as year, month, hydro_min_flow_mw, hydro_avg_flow_mw FROM switch.hydro_historical_monthly_capacity_factors WHERE generation_plant_id = 5000810 AND hydro_simple_scenario_id = 1;
INSERT INTO switch.hydro_historical_monthly_capacity_factors (hydro_simple_scenario_id, generation_plant_id, year, month, hydro_min_flow_mw, hydro_avg_flow_mw) SELECT 21 as hydro_simple_scenario_id, 157827 as generation_plant_id, 2007 as year, month, hydro_min_flow_mw, hydro_avg_flow_mw FROM switch.hydro_historical_monthly_capacity_factors WHERE generation_plant_id = 5000811 AND hydro_simple_scenario_id = 1;
INSERT INTO switch.hydro_historical_monthly_capacity_factors (hydro_simple_scenario_id, generation_plant_id, year, month, hydro_min_flow_mw, hydro_avg_flow_mw) SELECT 21 as hydro_simple_scenario_id, 157852 as generation_plant_id, 2007 as year, month, hydro_min_flow_mw, hydro_avg_flow_mw FROM switch.hydro_historical_monthly_capacity_factors WHERE generation_plant_id = 5000836 AND hydro_simple_scenario_id = 1;
INSERT INTO switch.hydro_historical_monthly_capacity_factors (hydro_simple_scenario_id, generation_plant_id, year, month, hydro_min_flow_mw, hydro_avg_flow_mw) SELECT 21 as hydro_simple_scenario_id, 157853 as generation_plant_id, 2007 as year, month, hydro_min_flow_mw, hydro_avg_flow_mw FROM switch.hydro_historical_monthly_capacity_factors WHERE generation_plant_id = 5000837 AND hydro_simple_scenario_id = 1;
INSERT INTO switch.hydro_historical_monthly_capacity_factors (hydro_simple_scenario_id, generation_plant_id, year, month, hydro_min_flow_mw, hydro_avg_flow_mw) SELECT 21 as hydro_simple_scenario_id, 157828 as generation_plant_id, 2007 as year, month, hydro_min_flow_mw, hydro_avg_flow_mw FROM switch.hydro_historical_monthly_capacity_factors WHERE generation_plant_id = 5000812 AND hydro_simple_scenario_id = 1;
INSERT INTO switch.hydro_historical_monthly_capacity_factors (hydro_simple_scenario_id, generation_plant_id, year, month, hydro_min_flow_mw, hydro_avg_flow_mw) SELECT 21 as hydro_simple_scenario_id, 157829 as generation_plant_id, 2007 as year, month, hydro_min_flow_mw, hydro_avg_flow_mw FROM switch.hydro_historical_monthly_capacity_factors WHERE generation_plant_id = 5000813 AND hydro_simple_scenario_id = 1;
INSERT INTO switch.hydro_historical_monthly_capacity_factors (hydro_simple_scenario_id, generation_plant_id, year, month, hydro_min_flow_mw, hydro_avg_flow_mw) SELECT 21 as hydro_simple_scenario_id, 157854 as generation_plant_id, 2007 as year, month, hydro_min_flow_mw, hydro_avg_flow_mw FROM switch.hydro_historical_monthly_capacity_factors WHERE generation_plant_id = 5000838 AND hydro_simple_scenario_id = 1;
INSERT INTO switch.hydro_historical_monthly_capacity_factors (hydro_simple_scenario_id, generation_plant_id, year, month, hydro_min_flow_mw, hydro_avg_flow_mw) SELECT 21 as hydro_simple_scenario_id, 157855 as generation_plant_id, 2007 as year, month, hydro_min_flow_mw, hydro_avg_flow_mw FROM switch.hydro_historical_monthly_capacity_factors WHERE generation_plant_id = 5000839 AND hydro_simple_scenario_id = 1;
INSERT INTO switch.hydro_historical_monthly_capacity_factors (hydro_simple_scenario_id, generation_plant_id, year, month, hydro_min_flow_mw, hydro_avg_flow_mw) SELECT 21 as hydro_simple_scenario_id, 157856 as generation_plant_id, 2007 as year, month, hydro_min_flow_mw, hydro_avg_flow_mw FROM switch.hydro_historical_monthly_capacity_factors WHERE generation_plant_id = 5000840 AND hydro_simple_scenario_id = 1;
INSERT INTO switch.hydro_historical_monthly_capacity_factors (hydro_simple_scenario_id, generation_plant_id, year, month, hydro_min_flow_mw, hydro_avg_flow_mw) SELECT 21 as hydro_simple_scenario_id, 157857 as generation_plant_id, 2007 as year, month, hydro_min_flow_mw, hydro_avg_flow_mw FROM switch.hydro_historical_monthly_capacity_factors WHERE generation_plant_id = 5000841 AND hydro_simple_scenario_id = 1;
INSERT INTO switch.hydro_historical_monthly_capacity_factors (hydro_simple_scenario_id, generation_plant_id, year, month, hydro_min_flow_mw, hydro_avg_flow_mw) SELECT 21 as hydro_simple_scenario_id, 157858 as generation_plant_id, 2007 as year, month, hydro_min_flow_mw, hydro_avg_flow_mw FROM switch.hydro_historical_monthly_capacity_factors WHERE generation_plant_id = 5000842 AND hydro_simple_scenario_id = 1;
INSERT INTO switch.hydro_historical_monthly_capacity_factors (hydro_simple_scenario_id, generation_plant_id, year, month, hydro_min_flow_mw, hydro_avg_flow_mw) SELECT 21 as hydro_simple_scenario_id, 158046 as generation_plant_id, 2007 as year, month, hydro_min_flow_mw, hydro_avg_flow_mw FROM switch.hydro_historical_monthly_capacity_factors WHERE generation_plant_id = 1157631119 AND hydro_simple_scenario_id = 1;
INSERT INTO switch.hydro_historical_monthly_capacity_factors (hydro_simple_scenario_id, generation_plant_id, year, month, hydro_min_flow_mw, hydro_avg_flow_mw) SELECT 21 as hydro_simple_scenario_id, 158047 as generation_plant_id, 2007 as year, month, hydro_min_flow_mw, hydro_avg_flow_mw FROM switch.hydro_historical_monthly_capacity_factors WHERE generation_plant_id = 1157631120 AND hydro_simple_scenario_id = 1;
INSERT INTO switch.hydro_historical_monthly_capacity_factors (hydro_simple_scenario_id, generation_plant_id, year, month, hydro_min_flow_mw, hydro_avg_flow_mw) SELECT 21 as hydro_simple_scenario_id, 158048 as generation_plant_id, 2007 as year, month, hydro_min_flow_mw, hydro_avg_flow_mw FROM switch.hydro_historical_monthly_capacity_factors WHERE generation_plant_id = 1157631121 AND hydro_simple_scenario_id = 1;
INSERT INTO switch.hydro_historical_monthly_capacity_factors (hydro_simple_scenario_id, generation_plant_id, year, month, hydro_min_flow_mw, hydro_avg_flow_mw) SELECT 21 as hydro_simple_scenario_id, 158049 as generation_plant_id, 2007 as year, month, hydro_min_flow_mw, hydro_avg_flow_mw FROM switch.hydro_historical_monthly_capacity_factors WHERE generation_plant_id = 1157631122 AND hydro_simple_scenario_id = 1;
INSERT INTO switch.hydro_historical_monthly_capacity_factors (hydro_simple_scenario_id, generation_plant_id, year, month, hydro_min_flow_mw, hydro_avg_flow_mw) SELECT 21 as hydro_simple_scenario_id, 158050 as generation_plant_id, 2007 as year, month, hydro_min_flow_mw, hydro_avg_flow_mw FROM switch.hydro_historical_monthly_capacity_factors WHERE generation_plant_id = 1157631123 AND hydro_simple_scenario_id = 1;
INSERT INTO switch.hydro_historical_monthly_capacity_factors (hydro_simple_scenario_id, generation_plant_id, year, month, hydro_min_flow_mw, hydro_avg_flow_mw) SELECT 21 as hydro_simple_scenario_id, 158051 as generation_plant_id, 2007 as year, month, hydro_min_flow_mw, hydro_avg_flow_mw FROM switch.hydro_historical_monthly_capacity_factors WHERE generation_plant_id = 1157631124 AND hydro_simple_scenario_id = 1;
INSERT INTO switch.hydro_historical_monthly_capacity_factors (hydro_simple_scenario_id, generation_plant_id, year, month, hydro_min_flow_mw, hydro_avg_flow_mw) SELECT 21 as hydro_simple_scenario_id, 157859 as generation_plant_id, 2007 as year, month, hydro_min_flow_mw, hydro_avg_flow_mw FROM switch.hydro_historical_monthly_capacity_factors WHERE generation_plant_id = 5000843 AND hydro_simple_scenario_id = 1;
INSERT INTO switch.hydro_historical_monthly_capacity_factors (hydro_simple_scenario_id, generation_plant_id, year, month, hydro_min_flow_mw, hydro_avg_flow_mw) SELECT 21 as hydro_simple_scenario_id, 157860 as generation_plant_id, 2007 as year, month, hydro_min_flow_mw, hydro_avg_flow_mw FROM switch.hydro_historical_monthly_capacity_factors WHERE generation_plant_id = 5000844 AND hydro_simple_scenario_id = 1;
INSERT INTO switch.hydro_historical_monthly_capacity_factors (hydro_simple_scenario_id, generation_plant_id, year, month, hydro_min_flow_mw, hydro_avg_flow_mw) SELECT 21 as hydro_simple_scenario_id, 157940 as generation_plant_id, 2007 as year, month, hydro_min_flow_mw, hydro_avg_flow_mw FROM switch.hydro_historical_monthly_capacity_factors WHERE generation_plant_id = 1157631013 AND hydro_simple_scenario_id = 1;
INSERT INTO switch.hydro_historical_monthly_capacity_factors (hydro_simple_scenario_id, generation_plant_id, year, month, hydro_min_flow_mw, hydro_avg_flow_mw) SELECT 21 as hydro_simple_scenario_id, 157978 as generation_plant_id, 2007 as year, month, hydro_min_flow_mw, hydro_avg_flow_mw FROM switch.hydro_historical_monthly_capacity_factors WHERE generation_plant_id = 1157631051 AND hydro_simple_scenario_id = 1;
INSERT INTO switch.hydro_historical_monthly_capacity_factors (hydro_simple_scenario_id, generation_plant_id, year, month, hydro_min_flow_mw, hydro_avg_flow_mw) SELECT 21 as hydro_simple_scenario_id, 157861 as generation_plant_id, 2007 as year, month, hydro_min_flow_mw, hydro_avg_flow_mw FROM switch.hydro_historical_monthly_capacity_factors WHERE generation_plant_id = 5000845 AND hydro_simple_scenario_id = 1;
INSERT INTO switch.hydro_historical_monthly_capacity_factors (hydro_simple_scenario_id, generation_plant_id, year, month, hydro_min_flow_mw, hydro_avg_flow_mw) SELECT 21 as hydro_simple_scenario_id, 158018 as generation_plant_id, 2007 as year, month, hydro_min_flow_mw, hydro_avg_flow_mw FROM switch.hydro_historical_monthly_capacity_factors WHERE generation_plant_id = 1157631091 AND hydro_simple_scenario_id = 1;
INSERT INTO switch.hydro_historical_monthly_capacity_factors (hydro_simple_scenario_id, generation_plant_id, year, month, hydro_min_flow_mw, hydro_avg_flow_mw) SELECT 21 as hydro_simple_scenario_id, 158019 as generation_plant_id, 2007 as year, month, hydro_min_flow_mw, hydro_avg_flow_mw FROM switch.hydro_historical_monthly_capacity_factors WHERE generation_plant_id = 1157631092 AND hydro_simple_scenario_id = 1;
INSERT INTO switch.hydro_historical_monthly_capacity_factors (hydro_simple_scenario_id, generation_plant_id, year, month, hydro_min_flow_mw, hydro_avg_flow_mw) SELECT 21 as hydro_simple_scenario_id, 157830 as generation_plant_id, 2007 as year, month, hydro_min_flow_mw, hydro_avg_flow_mw FROM switch.hydro_historical_monthly_capacity_factors WHERE generation_plant_id = 5000814 AND hydro_simple_scenario_id = 1;
INSERT INTO switch.hydro_historical_monthly_capacity_factors (hydro_simple_scenario_id, generation_plant_id, year, month, hydro_min_flow_mw, hydro_avg_flow_mw) SELECT 21 as hydro_simple_scenario_id, 157958 as generation_plant_id, 2007 as year, month, hydro_min_flow_mw, hydro_avg_flow_mw FROM switch.hydro_historical_monthly_capacity_factors WHERE generation_plant_id = 1157631031 AND hydro_simple_scenario_id = 1;
INSERT INTO switch.hydro_historical_monthly_capacity_factors (hydro_simple_scenario_id, generation_plant_id, year, month, hydro_min_flow_mw, hydro_avg_flow_mw) SELECT 21 as hydro_simple_scenario_id, 157950 as generation_plant_id, 2007 as year, month, hydro_min_flow_mw, hydro_avg_flow_mw FROM switch.hydro_historical_monthly_capacity_factors WHERE generation_plant_id = 1157631023 AND hydro_simple_scenario_id = 1;
INSERT INTO switch.hydro_historical_monthly_capacity_factors (hydro_simple_scenario_id, generation_plant_id, year, month, hydro_min_flow_mw, hydro_avg_flow_mw) SELECT 21 as hydro_simple_scenario_id, 157941 as generation_plant_id, 2007 as year, month, hydro_min_flow_mw, hydro_avg_flow_mw FROM switch.hydro_historical_monthly_capacity_factors WHERE generation_plant_id = 1157631014 AND hydro_simple_scenario_id = 1;
INSERT INTO switch.hydro_historical_monthly_capacity_factors (hydro_simple_scenario_id, generation_plant_id, year, month, hydro_min_flow_mw, hydro_avg_flow_mw) SELECT 21 as hydro_simple_scenario_id, 158031 as generation_plant_id, 2007 as year, month, hydro_min_flow_mw, hydro_avg_flow_mw FROM switch.hydro_historical_monthly_capacity_factors WHERE generation_plant_id = 1157631104 AND hydro_simple_scenario_id = 1;
INSERT INTO switch.hydro_historical_monthly_capacity_factors (hydro_simple_scenario_id, generation_plant_id, year, month, hydro_min_flow_mw, hydro_avg_flow_mw) SELECT 21 as hydro_simple_scenario_id, 158028 as generation_plant_id, 2007 as year, month, hydro_min_flow_mw, hydro_avg_flow_mw FROM switch.hydro_historical_monthly_capacity_factors WHERE generation_plant_id = 1157631101 AND hydro_simple_scenario_id = 1;
INSERT INTO switch.hydro_historical_monthly_capacity_factors (hydro_simple_scenario_id, generation_plant_id, year, month, hydro_min_flow_mw, hydro_avg_flow_mw) SELECT 21 as hydro_simple_scenario_id, 158029 as generation_plant_id, 2007 as year, month, hydro_min_flow_mw, hydro_avg_flow_mw FROM switch.hydro_historical_monthly_capacity_factors WHERE generation_plant_id = 1157631102 AND hydro_simple_scenario_id = 1;
INSERT INTO switch.hydro_historical_monthly_capacity_factors (hydro_simple_scenario_id, generation_plant_id, year, month, hydro_min_flow_mw, hydro_avg_flow_mw) SELECT 21 as hydro_simple_scenario_id, 158030 as generation_plant_id, 2007 as year, month, hydro_min_flow_mw, hydro_avg_flow_mw FROM switch.hydro_historical_monthly_capacity_factors WHERE generation_plant_id = 1157631103 AND hydro_simple_scenario_id = 1;
INSERT INTO switch.hydro_historical_monthly_capacity_factors (hydro_simple_scenario_id, generation_plant_id, year, month, hydro_min_flow_mw, hydro_avg_flow_mw) SELECT 21 as hydro_simple_scenario_id, 158034 as generation_plant_id, 2007 as year, month, hydro_min_flow_mw, hydro_avg_flow_mw FROM switch.hydro_historical_monthly_capacity_factors WHERE generation_plant_id = 1157631107 AND hydro_simple_scenario_id = 1;
INSERT INTO switch.hydro_historical_monthly_capacity_factors (hydro_simple_scenario_id, generation_plant_id, year, month, hydro_min_flow_mw, hydro_avg_flow_mw) SELECT 21 as hydro_simple_scenario_id, 158036 as generation_plant_id, 2007 as year, month, hydro_min_flow_mw, hydro_avg_flow_mw FROM switch.hydro_historical_monthly_capacity_factors WHERE generation_plant_id = 1157631109 AND hydro_simple_scenario_id = 1;
INSERT INTO switch.hydro_historical_monthly_capacity_factors (hydro_simple_scenario_id, generation_plant_id, year, month, hydro_min_flow_mw, hydro_avg_flow_mw) SELECT 21 as hydro_simple_scenario_id, 158037 as generation_plant_id, 2007 as year, month, hydro_min_flow_mw, hydro_avg_flow_mw FROM switch.hydro_historical_monthly_capacity_factors WHERE generation_plant_id = 1157631110 AND hydro_simple_scenario_id = 1;
INSERT INTO switch.hydro_historical_monthly_capacity_factors (hydro_simple_scenario_id, generation_plant_id, year, month, hydro_min_flow_mw, hydro_avg_flow_mw) SELECT 21 as hydro_simple_scenario_id, 158039 as generation_plant_id, 2007 as year, month, hydro_min_flow_mw, hydro_avg_flow_mw FROM switch.hydro_historical_monthly_capacity_factors WHERE generation_plant_id = 1157631112 AND hydro_simple_scenario_id = 1;
INSERT INTO switch.hydro_historical_monthly_capacity_factors (hydro_simple_scenario_id, generation_plant_id, year, month, hydro_min_flow_mw, hydro_avg_flow_mw) SELECT 21 as hydro_simple_scenario_id, 158038 as generation_plant_id, 2007 as year, month, hydro_min_flow_mw, hydro_avg_flow_mw FROM switch.hydro_historical_monthly_capacity_factors WHERE generation_plant_id = 1157631111 AND hydro_simple_scenario_id = 1;
INSERT INTO switch.hydro_historical_monthly_capacity_factors (hydro_simple_scenario_id, generation_plant_id, year, month, hydro_min_flow_mw, hydro_avg_flow_mw) SELECT 21 as hydro_simple_scenario_id, 158027 as generation_plant_id, 2007 as year, month, hydro_min_flow_mw, hydro_avg_flow_mw FROM switch.hydro_historical_monthly_capacity_factors WHERE generation_plant_id = 1157631100 AND hydro_simple_scenario_id = 1;
INSERT INTO switch.hydro_historical_monthly_capacity_factors (hydro_simple_scenario_id, generation_plant_id, year, month, hydro_min_flow_mw, hydro_avg_flow_mw) SELECT 21 as hydro_simple_scenario_id, 158035 as generation_plant_id, 2007 as year, month, hydro_min_flow_mw, hydro_avg_flow_mw FROM switch.hydro_historical_monthly_capacity_factors WHERE generation_plant_id = 1157631108 AND hydro_simple_scenario_id = 1;
INSERT INTO switch.hydro_historical_monthly_capacity_factors (hydro_simple_scenario_id, generation_plant_id, year, month, hydro_min_flow_mw, hydro_avg_flow_mw) SELECT 21 as hydro_simple_scenario_id, 158033 as generation_plant_id, 2007 as year, month, hydro_min_flow_mw, hydro_avg_flow_mw FROM switch.hydro_historical_monthly_capacity_factors WHERE generation_plant_id = 1157631106 AND hydro_simple_scenario_id = 1;
INSERT INTO switch.hydro_historical_monthly_capacity_factors (hydro_simple_scenario_id, generation_plant_id, year, month, hydro_min_flow_mw, hydro_avg_flow_mw) SELECT 21 as hydro_simple_scenario_id, 158032 as generation_plant_id, 2007 as year, month, hydro_min_flow_mw, hydro_avg_flow_mw FROM switch.hydro_historical_monthly_capacity_factors WHERE generation_plant_id = 1157631105 AND hydro_simple_scenario_id = 1;
INSERT INTO switch.hydro_historical_monthly_capacity_factors (hydro_simple_scenario_id, generation_plant_id, year, month, hydro_min_flow_mw, hydro_avg_flow_mw) SELECT 21 as hydro_simple_scenario_id, 157862 as generation_plant_id, 2007 as year, month, hydro_min_flow_mw, hydro_avg_flow_mw FROM switch.hydro_historical_monthly_capacity_factors WHERE generation_plant_id = 5000846 AND hydro_simple_scenario_id = 1;
INSERT INTO switch.hydro_historical_monthly_capacity_factors (hydro_simple_scenario_id, generation_plant_id, year, month, hydro_min_flow_mw, hydro_avg_flow_mw) SELECT 21 as hydro_simple_scenario_id, 157831 as generation_plant_id, 2007 as year, month, hydro_min_flow_mw, hydro_avg_flow_mw FROM switch.hydro_historical_monthly_capacity_factors WHERE generation_plant_id = 5000815 AND hydro_simple_scenario_id = 1;
INSERT INTO switch.hydro_historical_monthly_capacity_factors (hydro_simple_scenario_id, generation_plant_id, year, month, hydro_min_flow_mw, hydro_avg_flow_mw) SELECT 21 as hydro_simple_scenario_id, 157863 as generation_plant_id, 2007 as year, month, hydro_min_flow_mw, hydro_avg_flow_mw FROM switch.hydro_historical_monthly_capacity_factors WHERE generation_plant_id = 5000847 AND hydro_simple_scenario_id = 1;
INSERT INTO switch.hydro_historical_monthly_capacity_factors (hydro_simple_scenario_id, generation_plant_id, year, month, hydro_min_flow_mw, hydro_avg_flow_mw) SELECT 21 as hydro_simple_scenario_id, 157864 as generation_plant_id, 2007 as year, month, hydro_min_flow_mw, hydro_avg_flow_mw FROM switch.hydro_historical_monthly_capacity_factors WHERE generation_plant_id = 5000848 AND hydro_simple_scenario_id = 1;
INSERT INTO switch.hydro_historical_monthly_capacity_factors (hydro_simple_scenario_id, generation_plant_id, year, month, hydro_min_flow_mw, hydro_avg_flow_mw) SELECT 21 as hydro_simple_scenario_id, 157865 as generation_plant_id, 2007 as year, month, hydro_min_flow_mw, hydro_avg_flow_mw FROM switch.hydro_historical_monthly_capacity_factors WHERE generation_plant_id = 5000849 AND hydro_simple_scenario_id = 1;
INSERT INTO switch.hydro_historical_monthly_capacity_factors (hydro_simple_scenario_id, generation_plant_id, year, month, hydro_min_flow_mw, hydro_avg_flow_mw) SELECT 21 as hydro_simple_scenario_id, 157866 as generation_plant_id, 2007 as year, month, hydro_min_flow_mw, hydro_avg_flow_mw FROM switch.hydro_historical_monthly_capacity_factors WHERE generation_plant_id = 5000850 AND hydro_simple_scenario_id = 1;
INSERT INTO switch.hydro_historical_monthly_capacity_factors (hydro_simple_scenario_id, generation_plant_id, year, month, hydro_min_flow_mw, hydro_avg_flow_mw) SELECT 21 as hydro_simple_scenario_id, 157993 as generation_plant_id, 2007 as year, month, hydro_min_flow_mw, hydro_avg_flow_mw FROM switch.hydro_historical_monthly_capacity_factors WHERE generation_plant_id = 1157631066 AND hydro_simple_scenario_id = 1;
INSERT INTO switch.hydro_historical_monthly_capacity_factors (hydro_simple_scenario_id, generation_plant_id, year, month, hydro_min_flow_mw, hydro_avg_flow_mw) SELECT 21 as hydro_simple_scenario_id, 157995 as generation_plant_id, 2007 as year, month, hydro_min_flow_mw, hydro_avg_flow_mw FROM switch.hydro_historical_monthly_capacity_factors WHERE generation_plant_id = 1157631068 AND hydro_simple_scenario_id = 1;
INSERT INTO switch.hydro_historical_monthly_capacity_factors (hydro_simple_scenario_id, generation_plant_id, year, month, hydro_min_flow_mw, hydro_avg_flow_mw) SELECT 21 as hydro_simple_scenario_id, 157867 as generation_plant_id, 2007 as year, month, hydro_min_flow_mw, hydro_avg_flow_mw FROM switch.hydro_historical_monthly_capacity_factors WHERE generation_plant_id = 5000851 AND hydro_simple_scenario_id = 1;
INSERT INTO switch.hydro_historical_monthly_capacity_factors (hydro_simple_scenario_id, generation_plant_id, year, month, hydro_min_flow_mw, hydro_avg_flow_mw) SELECT 21 as hydro_simple_scenario_id, 158006 as generation_plant_id, 2007 as year, month, hydro_min_flow_mw, hydro_avg_flow_mw FROM switch.hydro_historical_monthly_capacity_factors WHERE generation_plant_id = 1157631079 AND hydro_simple_scenario_id = 1;
INSERT INTO switch.hydro_historical_monthly_capacity_factors (hydro_simple_scenario_id, generation_plant_id, year, month, hydro_min_flow_mw, hydro_avg_flow_mw) SELECT 21 as hydro_simple_scenario_id, 157868 as generation_plant_id, 2007 as year, month, hydro_min_flow_mw, hydro_avg_flow_mw FROM switch.hydro_historical_monthly_capacity_factors WHERE generation_plant_id = 5000852 AND hydro_simple_scenario_id = 1;
INSERT INTO switch.hydro_historical_monthly_capacity_factors (hydro_simple_scenario_id, generation_plant_id, year, month, hydro_min_flow_mw, hydro_avg_flow_mw) SELECT 21 as hydro_simple_scenario_id, 157832 as generation_plant_id, 2007 as year, month, hydro_min_flow_mw, hydro_avg_flow_mw FROM switch.hydro_historical_monthly_capacity_factors WHERE generation_plant_id = 5000816 AND hydro_simple_scenario_id = 1;
INSERT INTO switch.hydro_historical_monthly_capacity_factors (hydro_simple_scenario_id, generation_plant_id, year, month, hydro_min_flow_mw, hydro_avg_flow_mw) SELECT 21 as hydro_simple_scenario_id, 157869 as generation_plant_id, 2007 as year, month, hydro_min_flow_mw, hydro_avg_flow_mw FROM switch.hydro_historical_monthly_capacity_factors WHERE generation_plant_id = 5000853 AND hydro_simple_scenario_id = 1;
INSERT INTO switch.hydro_historical_monthly_capacity_factors (hydro_simple_scenario_id, generation_plant_id, year, month, hydro_min_flow_mw, hydro_avg_flow_mw) SELECT 21 as hydro_simple_scenario_id, 157870 as generation_plant_id, 2007 as year, month, hydro_min_flow_mw, hydro_avg_flow_mw FROM switch.hydro_historical_monthly_capacity_factors WHERE generation_plant_id = 5000854 AND hydro_simple_scenario_id = 1;
INSERT INTO switch.hydro_historical_monthly_capacity_factors (hydro_simple_scenario_id, generation_plant_id, year, month, hydro_min_flow_mw, hydro_avg_flow_mw) SELECT 21 as hydro_simple_scenario_id, 157957 as generation_plant_id, 2007 as year, month, hydro_min_flow_mw, hydro_avg_flow_mw FROM switch.hydro_historical_monthly_capacity_factors WHERE generation_plant_id = 1157631030 AND hydro_simple_scenario_id = 1;
INSERT INTO switch.hydro_historical_monthly_capacity_factors (hydro_simple_scenario_id, generation_plant_id, year, month, hydro_min_flow_mw, hydro_avg_flow_mw) SELECT 21 as hydro_simple_scenario_id, 157954 as generation_plant_id, 2007 as year, month, hydro_min_flow_mw, hydro_avg_flow_mw FROM switch.hydro_historical_monthly_capacity_factors WHERE generation_plant_id = 1157631027 AND hydro_simple_scenario_id = 1;
INSERT INTO switch.hydro_historical_monthly_capacity_factors (hydro_simple_scenario_id, generation_plant_id, year, month, hydro_min_flow_mw, hydro_avg_flow_mw) SELECT 21 as hydro_simple_scenario_id, 157953 as generation_plant_id, 2007 as year, month, hydro_min_flow_mw, hydro_avg_flow_mw FROM switch.hydro_historical_monthly_capacity_factors WHERE generation_plant_id = 1157631026 AND hydro_simple_scenario_id = 1;
INSERT INTO switch.hydro_historical_monthly_capacity_factors (hydro_simple_scenario_id, generation_plant_id, year, month, hydro_min_flow_mw, hydro_avg_flow_mw) SELECT 21 as hydro_simple_scenario_id, 157871 as generation_plant_id, 2007 as year, month, hydro_min_flow_mw, hydro_avg_flow_mw FROM switch.hydro_historical_monthly_capacity_factors WHERE generation_plant_id = 5000855 AND hydro_simple_scenario_id = 1;
INSERT INTO switch.hydro_historical_monthly_capacity_factors (hydro_simple_scenario_id, generation_plant_id, year, month, hydro_min_flow_mw, hydro_avg_flow_mw) SELECT 21 as hydro_simple_scenario_id, 157872 as generation_plant_id, 2007 as year, month, hydro_min_flow_mw, hydro_avg_flow_mw FROM switch.hydro_historical_monthly_capacity_factors WHERE generation_plant_id = 5000856 AND hydro_simple_scenario_id = 1;
INSERT INTO switch.hydro_historical_monthly_capacity_factors (hydro_simple_scenario_id, generation_plant_id, year, month, hydro_min_flow_mw, hydro_avg_flow_mw) SELECT 21 as hydro_simple_scenario_id, 157873 as generation_plant_id, 2007 as year, month, hydro_min_flow_mw, hydro_avg_flow_mw FROM switch.hydro_historical_monthly_capacity_factors WHERE generation_plant_id = 5000857 AND hydro_simple_scenario_id = 1;
INSERT INTO switch.hydro_historical_monthly_capacity_factors (hydro_simple_scenario_id, generation_plant_id, year, month, hydro_min_flow_mw, hydro_avg_flow_mw) SELECT 21 as hydro_simple_scenario_id, 158045 as generation_plant_id, 2007 as year, month, hydro_min_flow_mw, hydro_avg_flow_mw FROM switch.hydro_historical_monthly_capacity_factors WHERE generation_plant_id = 1157631118 AND hydro_simple_scenario_id = 1;
INSERT INTO switch.hydro_historical_monthly_capacity_factors (hydro_simple_scenario_id, generation_plant_id, year, month, hydro_min_flow_mw, hydro_avg_flow_mw) SELECT 21 as hydro_simple_scenario_id, 157992 as generation_plant_id, 2007 as year, month, hydro_min_flow_mw, hydro_avg_flow_mw FROM switch.hydro_historical_monthly_capacity_factors WHERE generation_plant_id = 1157631065 AND hydro_simple_scenario_id = 1;
INSERT INTO switch.hydro_historical_monthly_capacity_factors (hydro_simple_scenario_id, generation_plant_id, year, month, hydro_min_flow_mw, hydro_avg_flow_mw) SELECT 21 as hydro_simple_scenario_id, 158025 as generation_plant_id, 2007 as year, month, hydro_min_flow_mw, hydro_avg_flow_mw FROM switch.hydro_historical_monthly_capacity_factors WHERE generation_plant_id = 1157631098 AND hydro_simple_scenario_id = 1;
INSERT INTO switch.hydro_historical_monthly_capacity_factors (hydro_simple_scenario_id, generation_plant_id, year, month, hydro_min_flow_mw, hydro_avg_flow_mw) SELECT 21 as hydro_simple_scenario_id, 157994 as generation_plant_id, 2007 as year, month, hydro_min_flow_mw, hydro_avg_flow_mw FROM switch.hydro_historical_monthly_capacity_factors WHERE generation_plant_id = 1157631067 AND hydro_simple_scenario_id = 1;
INSERT INTO switch.hydro_historical_monthly_capacity_factors (hydro_simple_scenario_id, generation_plant_id, year, month, hydro_min_flow_mw, hydro_avg_flow_mw) SELECT 21 as hydro_simple_scenario_id, 157986 as generation_plant_id, 2007 as year, month, hydro_min_flow_mw, hydro_avg_flow_mw FROM switch.hydro_historical_monthly_capacity_factors WHERE generation_plant_id = 1157631059 AND hydro_simple_scenario_id = 1;
INSERT INTO switch.hydro_historical_monthly_capacity_factors (hydro_simple_scenario_id, generation_plant_id, year, month, hydro_min_flow_mw, hydro_avg_flow_mw) SELECT 21 as hydro_simple_scenario_id, 157874 as generation_plant_id, 2007 as year, month, hydro_min_flow_mw, hydro_avg_flow_mw FROM switch.hydro_historical_monthly_capacity_factors WHERE generation_plant_id = 5000858 AND hydro_simple_scenario_id = 1;
INSERT INTO switch.hydro_historical_monthly_capacity_factors (hydro_simple_scenario_id, generation_plant_id, year, month, hydro_min_flow_mw, hydro_avg_flow_mw) SELECT 21 as hydro_simple_scenario_id, 157875 as generation_plant_id, 2007 as year, month, hydro_min_flow_mw, hydro_avg_flow_mw FROM switch.hydro_historical_monthly_capacity_factors WHERE generation_plant_id = 5000859 AND hydro_simple_scenario_id = 1;
INSERT INTO switch.hydro_historical_monthly_capacity_factors (hydro_simple_scenario_id, generation_plant_id, year, month, hydro_min_flow_mw, hydro_avg_flow_mw) SELECT 21 as hydro_simple_scenario_id, 157876 as generation_plant_id, 2007 as year, month, hydro_min_flow_mw, hydro_avg_flow_mw FROM switch.hydro_historical_monthly_capacity_factors WHERE generation_plant_id = 5000860 AND hydro_simple_scenario_id = 1;
INSERT INTO switch.hydro_historical_monthly_capacity_factors (hydro_simple_scenario_id, generation_plant_id, year, month, hydro_min_flow_mw, hydro_avg_flow_mw) SELECT 21 as hydro_simple_scenario_id, 158021 as generation_plant_id, 2007 as year, month, hydro_min_flow_mw, hydro_avg_flow_mw FROM switch.hydro_historical_monthly_capacity_factors WHERE generation_plant_id = 1157631094 AND hydro_simple_scenario_id = 1;
INSERT INTO switch.hydro_historical_monthly_capacity_factors (hydro_simple_scenario_id, generation_plant_id, year, month, hydro_min_flow_mw, hydro_avg_flow_mw) SELECT 21 as hydro_simple_scenario_id, 158026 as generation_plant_id, 2007 as year, month, hydro_min_flow_mw, hydro_avg_flow_mw FROM switch.hydro_historical_monthly_capacity_factors WHERE generation_plant_id = 1157631099 AND hydro_simple_scenario_id = 1;
INSERT INTO switch.hydro_historical_monthly_capacity_factors (hydro_simple_scenario_id, generation_plant_id, year, month, hydro_min_flow_mw, hydro_avg_flow_mw) SELECT 21 as hydro_simple_scenario_id, 158022 as generation_plant_id, 2007 as year, month, hydro_min_flow_mw, hydro_avg_flow_mw FROM switch.hydro_historical_monthly_capacity_factors WHERE generation_plant_id = 1157631095 AND hydro_simple_scenario_id = 1;
INSERT INTO switch.hydro_historical_monthly_capacity_factors (hydro_simple_scenario_id, generation_plant_id, year, month, hydro_min_flow_mw, hydro_avg_flow_mw) SELECT 21 as hydro_simple_scenario_id, 157877 as generation_plant_id, 2007 as year, month, hydro_min_flow_mw, hydro_avg_flow_mw FROM switch.hydro_historical_monthly_capacity_factors WHERE generation_plant_id = 5000861 AND hydro_simple_scenario_id = 1;
INSERT INTO switch.hydro_historical_monthly_capacity_factors (hydro_simple_scenario_id, generation_plant_id, year, month, hydro_min_flow_mw, hydro_avg_flow_mw) SELECT 21 as hydro_simple_scenario_id, 157948 as generation_plant_id, 2007 as year, month, hydro_min_flow_mw, hydro_avg_flow_mw FROM switch.hydro_historical_monthly_capacity_factors WHERE generation_plant_id = 1157631021 AND hydro_simple_scenario_id = 1;
INSERT INTO switch.hydro_historical_monthly_capacity_factors (hydro_simple_scenario_id, generation_plant_id, year, month, hydro_min_flow_mw, hydro_avg_flow_mw) SELECT 21 as hydro_simple_scenario_id, 157969 as generation_plant_id, 2007 as year, month, hydro_min_flow_mw, hydro_avg_flow_mw FROM switch.hydro_historical_monthly_capacity_factors WHERE generation_plant_id = 1157631042 AND hydro_simple_scenario_id = 1;
INSERT INTO switch.hydro_historical_monthly_capacity_factors (hydro_simple_scenario_id, generation_plant_id, year, month, hydro_min_flow_mw, hydro_avg_flow_mw) SELECT 21 as hydro_simple_scenario_id, 157973 as generation_plant_id, 2007 as year, month, hydro_min_flow_mw, hydro_avg_flow_mw FROM switch.hydro_historical_monthly_capacity_factors WHERE generation_plant_id = 1157631046 AND hydro_simple_scenario_id = 1;
INSERT INTO switch.hydro_historical_monthly_capacity_factors (hydro_simple_scenario_id, generation_plant_id, year, month, hydro_min_flow_mw, hydro_avg_flow_mw) SELECT 21 as hydro_simple_scenario_id, 157979 as generation_plant_id, 2007 as year, month, hydro_min_flow_mw, hydro_avg_flow_mw FROM switch.hydro_historical_monthly_capacity_factors WHERE generation_plant_id = 1157631052 AND hydro_simple_scenario_id = 1;
INSERT INTO switch.hydro_historical_monthly_capacity_factors (hydro_simple_scenario_id, generation_plant_id, year, month, hydro_min_flow_mw, hydro_avg_flow_mw) SELECT 21 as hydro_simple_scenario_id, 157833 as generation_plant_id, 2007 as year, month, hydro_min_flow_mw, hydro_avg_flow_mw FROM switch.hydro_historical_monthly_capacity_factors WHERE generation_plant_id = 5000817 AND hydro_simple_scenario_id = 1;
INSERT INTO switch.hydro_historical_monthly_capacity_factors (hydro_simple_scenario_id, generation_plant_id, year, month, hydro_min_flow_mw, hydro_avg_flow_mw) SELECT 21 as hydro_simple_scenario_id, 157878 as generation_plant_id, 2007 as year, month, hydro_min_flow_mw, hydro_avg_flow_mw FROM switch.hydro_historical_monthly_capacity_factors WHERE generation_plant_id = 5000862 AND hydro_simple_scenario_id = 1;
INSERT INTO switch.hydro_historical_monthly_capacity_factors (hydro_simple_scenario_id, generation_plant_id, year, month, hydro_min_flow_mw, hydro_avg_flow_mw) SELECT 21 as hydro_simple_scenario_id, 157834 as generation_plant_id, 2007 as year, month, hydro_min_flow_mw, hydro_avg_flow_mw FROM switch.hydro_historical_monthly_capacity_factors WHERE generation_plant_id = 5000818 AND hydro_simple_scenario_id = 1;
INSERT INTO switch.hydro_historical_monthly_capacity_factors (hydro_simple_scenario_id, generation_plant_id, year, month, hydro_min_flow_mw, hydro_avg_flow_mw) SELECT 21 as hydro_simple_scenario_id, 158057 as generation_plant_id, 2007 as year, month, hydro_min_flow_mw, hydro_avg_flow_mw FROM switch.hydro_historical_monthly_capacity_factors WHERE generation_plant_id = 1157631130 AND hydro_simple_scenario_id = 1;
INSERT INTO switch.hydro_historical_monthly_capacity_factors (hydro_simple_scenario_id, generation_plant_id, year, month, hydro_min_flow_mw, hydro_avg_flow_mw) SELECT 21 as hydro_simple_scenario_id, 157879 as generation_plant_id, 2007 as year, month, hydro_min_flow_mw, hydro_avg_flow_mw FROM switch.hydro_historical_monthly_capacity_factors WHERE generation_plant_id = 5000863 AND hydro_simple_scenario_id = 1;
INSERT INTO switch.hydro_historical_monthly_capacity_factors (hydro_simple_scenario_id, generation_plant_id, year, month, hydro_min_flow_mw, hydro_avg_flow_mw) SELECT 21 as hydro_simple_scenario_id, 157835 as generation_plant_id, 2007 as year, month, hydro_min_flow_mw, hydro_avg_flow_mw FROM switch.hydro_historical_monthly_capacity_factors WHERE generation_plant_id = 5000819 AND hydro_simple_scenario_id = 1;
INSERT INTO switch.hydro_historical_monthly_capacity_factors (hydro_simple_scenario_id, generation_plant_id, year, month, hydro_min_flow_mw, hydro_avg_flow_mw) SELECT 21 as hydro_simple_scenario_id, 157836 as generation_plant_id, 2007 as year, month, hydro_min_flow_mw, hydro_avg_flow_mw FROM switch.hydro_historical_monthly_capacity_factors WHERE generation_plant_id = 5000820 AND hydro_simple_scenario_id = 1;
INSERT INTO switch.hydro_historical_monthly_capacity_factors (hydro_simple_scenario_id, generation_plant_id, year, month, hydro_min_flow_mw, hydro_avg_flow_mw) SELECT 21 as hydro_simple_scenario_id, 157956 as generation_plant_id, 2007 as year, month, hydro_min_flow_mw, hydro_avg_flow_mw FROM switch.hydro_historical_monthly_capacity_factors WHERE generation_plant_id = 1157631029 AND hydro_simple_scenario_id = 1;
INSERT INTO switch.hydro_historical_monthly_capacity_factors (hydro_simple_scenario_id, generation_plant_id, year, month, hydro_min_flow_mw, hydro_avg_flow_mw) SELECT 21 as hydro_simple_scenario_id, 157951 as generation_plant_id, 2007 as year, month, hydro_min_flow_mw, hydro_avg_flow_mw FROM switch.hydro_historical_monthly_capacity_factors WHERE generation_plant_id = 1157631024 AND hydro_simple_scenario_id = 1;
INSERT INTO switch.hydro_historical_monthly_capacity_factors (hydro_simple_scenario_id, generation_plant_id, year, month, hydro_min_flow_mw, hydro_avg_flow_mw) SELECT 21 as hydro_simple_scenario_id, 157880 as generation_plant_id, 2007 as year, month, hydro_min_flow_mw, hydro_avg_flow_mw FROM switch.hydro_historical_monthly_capacity_factors WHERE generation_plant_id = 5000864 AND hydro_simple_scenario_id = 1;
INSERT INTO switch.hydro_historical_monthly_capacity_factors (hydro_simple_scenario_id, generation_plant_id, year, month, hydro_min_flow_mw, hydro_avg_flow_mw) SELECT 21 as hydro_simple_scenario_id, 157881 as generation_plant_id, 2007 as year, month, hydro_min_flow_mw, hydro_avg_flow_mw FROM switch.hydro_historical_monthly_capacity_factors WHERE generation_plant_id = 5000865 AND hydro_simple_scenario_id = 1;
INSERT INTO switch.hydro_historical_monthly_capacity_factors (hydro_simple_scenario_id, generation_plant_id, year, month, hydro_min_flow_mw, hydro_avg_flow_mw) SELECT 21 as hydro_simple_scenario_id, 157837 as generation_plant_id, 2007 as year, month, hydro_min_flow_mw, hydro_avg_flow_mw FROM switch.hydro_historical_monthly_capacity_factors WHERE generation_plant_id = 5000821 AND hydro_simple_scenario_id = 1;
INSERT INTO switch.hydro_historical_monthly_capacity_factors (hydro_simple_scenario_id, generation_plant_id, year, month, hydro_min_flow_mw, hydro_avg_flow_mw) SELECT 21 as hydro_simple_scenario_id, 157882 as generation_plant_id, 2007 as year, month, hydro_min_flow_mw, hydro_avg_flow_mw FROM switch.hydro_historical_monthly_capacity_factors WHERE generation_plant_id = 5000866 AND hydro_simple_scenario_id = 1;
INSERT INTO switch.hydro_historical_monthly_capacity_factors (hydro_simple_scenario_id, generation_plant_id, year, month, hydro_min_flow_mw, hydro_avg_flow_mw) SELECT 21 as hydro_simple_scenario_id, 157968 as generation_plant_id, 2007 as year, month, hydro_min_flow_mw, hydro_avg_flow_mw FROM switch.hydro_historical_monthly_capacity_factors WHERE generation_plant_id = 1157631041 AND hydro_simple_scenario_id = 1;
INSERT INTO switch.hydro_historical_monthly_capacity_factors (hydro_simple_scenario_id, generation_plant_id, year, month, hydro_min_flow_mw, hydro_avg_flow_mw) SELECT 21 as hydro_simple_scenario_id, 157967 as generation_plant_id, 2007 as year, month, hydro_min_flow_mw, hydro_avg_flow_mw FROM switch.hydro_historical_monthly_capacity_factors WHERE generation_plant_id = 1157631040 AND hydro_simple_scenario_id = 1;
INSERT INTO switch.hydro_historical_monthly_capacity_factors (hydro_simple_scenario_id, generation_plant_id, year, month, hydro_min_flow_mw, hydro_avg_flow_mw) SELECT 21 as hydro_simple_scenario_id, 157883 as generation_plant_id, 2007 as year, month, hydro_min_flow_mw, hydro_avg_flow_mw FROM switch.hydro_historical_monthly_capacity_factors WHERE generation_plant_id = 5000867 AND hydro_simple_scenario_id = 1;
INSERT INTO switch.hydro_historical_monthly_capacity_factors (hydro_simple_scenario_id, generation_plant_id, year, month, hydro_min_flow_mw, hydro_avg_flow_mw) SELECT 21 as hydro_simple_scenario_id, 157887 as generation_plant_id, 2007 as year, month, hydro_min_flow_mw, hydro_avg_flow_mw FROM switch.hydro_historical_monthly_capacity_factors WHERE generation_plant_id = 5000871 AND hydro_simple_scenario_id = 1;
INSERT INTO switch.hydro_historical_monthly_capacity_factors (hydro_simple_scenario_id, generation_plant_id, year, month, hydro_min_flow_mw, hydro_avg_flow_mw) SELECT 21 as hydro_simple_scenario_id, 157885 as generation_plant_id, 2007 as year, month, hydro_min_flow_mw, hydro_avg_flow_mw FROM switch.hydro_historical_monthly_capacity_factors WHERE generation_plant_id = 5000869 AND hydro_simple_scenario_id = 1;
INSERT INTO switch.hydro_historical_monthly_capacity_factors (hydro_simple_scenario_id, generation_plant_id, year, month, hydro_min_flow_mw, hydro_avg_flow_mw) SELECT 21 as hydro_simple_scenario_id, 157884 as generation_plant_id, 2007 as year, month, hydro_min_flow_mw, hydro_avg_flow_mw FROM switch.hydro_historical_monthly_capacity_factors WHERE generation_plant_id = 5000868 AND hydro_simple_scenario_id = 1;
INSERT INTO switch.hydro_historical_monthly_capacity_factors (hydro_simple_scenario_id, generation_plant_id, year, month, hydro_min_flow_mw, hydro_avg_flow_mw) SELECT 21 as hydro_simple_scenario_id, 157886 as generation_plant_id, 2007 as year, month, hydro_min_flow_mw, hydro_avg_flow_mw FROM switch.hydro_historical_monthly_capacity_factors WHERE generation_plant_id = 5000870 AND hydro_simple_scenario_id = 1;
INSERT INTO switch.hydro_historical_monthly_capacity_factors (hydro_simple_scenario_id, generation_plant_id, year, month, hydro_min_flow_mw, hydro_avg_flow_mw) SELECT 21 as hydro_simple_scenario_id, 157946 as generation_plant_id, 2007 as year, month, hydro_min_flow_mw, hydro_avg_flow_mw FROM switch.hydro_historical_monthly_capacity_factors WHERE generation_plant_id = 1157631019 AND hydro_simple_scenario_id = 1;
INSERT INTO switch.hydro_historical_monthly_capacity_factors (hydro_simple_scenario_id, generation_plant_id, year, month, hydro_min_flow_mw, hydro_avg_flow_mw) SELECT 21 as hydro_simple_scenario_id, 157944 as generation_plant_id, 2007 as year, month, hydro_min_flow_mw, hydro_avg_flow_mw FROM switch.hydro_historical_monthly_capacity_factors WHERE generation_plant_id = 1157631017 AND hydro_simple_scenario_id = 1;
INSERT INTO switch.hydro_historical_monthly_capacity_factors (hydro_simple_scenario_id, generation_plant_id, year, month, hydro_min_flow_mw, hydro_avg_flow_mw) SELECT 21 as hydro_simple_scenario_id, 157888 as generation_plant_id, 2007 as year, month, hydro_min_flow_mw, hydro_avg_flow_mw FROM switch.hydro_historical_monthly_capacity_factors WHERE generation_plant_id = 5000872 AND hydro_simple_scenario_id = 1;
INSERT INTO switch.hydro_historical_monthly_capacity_factors (hydro_simple_scenario_id, generation_plant_id, year, month, hydro_min_flow_mw, hydro_avg_flow_mw) SELECT 21 as hydro_simple_scenario_id, 157889 as generation_plant_id, 2007 as year, month, hydro_min_flow_mw, hydro_avg_flow_mw FROM switch.hydro_historical_monthly_capacity_factors WHERE generation_plant_id = 5000873 AND hydro_simple_scenario_id = 1;
INSERT INTO switch.hydro_historical_monthly_capacity_factors (hydro_simple_scenario_id, generation_plant_id, year, month, hydro_min_flow_mw, hydro_avg_flow_mw) SELECT 21 as hydro_simple_scenario_id, 157991 as generation_plant_id, 2007 as year, month, hydro_min_flow_mw, hydro_avg_flow_mw FROM switch.hydro_historical_monthly_capacity_factors WHERE generation_plant_id = 1157631064 AND hydro_simple_scenario_id = 1;
INSERT INTO switch.hydro_historical_monthly_capacity_factors (hydro_simple_scenario_id, generation_plant_id, year, month, hydro_min_flow_mw, hydro_avg_flow_mw) SELECT 21 as hydro_simple_scenario_id, 158041 as generation_plant_id, 2007 as year, month, hydro_min_flow_mw, hydro_avg_flow_mw FROM switch.hydro_historical_monthly_capacity_factors WHERE generation_plant_id = 1157631114 AND hydro_simple_scenario_id = 1;
INSERT INTO switch.hydro_historical_monthly_capacity_factors (hydro_simple_scenario_id, generation_plant_id, year, month, hydro_min_flow_mw, hydro_avg_flow_mw) SELECT 21 as hydro_simple_scenario_id, 158042 as generation_plant_id, 2007 as year, month, hydro_min_flow_mw, hydro_avg_flow_mw FROM switch.hydro_historical_monthly_capacity_factors WHERE generation_plant_id = 1157631115 AND hydro_simple_scenario_id = 1;
INSERT INTO switch.hydro_historical_monthly_capacity_factors (hydro_simple_scenario_id, generation_plant_id, year, month, hydro_min_flow_mw, hydro_avg_flow_mw) SELECT 21 as hydro_simple_scenario_id, 157890 as generation_plant_id, 2007 as year, month, hydro_min_flow_mw, hydro_avg_flow_mw FROM switch.hydro_historical_monthly_capacity_factors WHERE generation_plant_id = 5000874 AND hydro_simple_scenario_id = 1;
INSERT INTO switch.hydro_historical_monthly_capacity_factors (hydro_simple_scenario_id, generation_plant_id, year, month, hydro_min_flow_mw, hydro_avg_flow_mw) SELECT 21 as hydro_simple_scenario_id, 157891 as generation_plant_id, 2007 as year, month, hydro_min_flow_mw, hydro_avg_flow_mw FROM switch.hydro_historical_monthly_capacity_factors WHERE generation_plant_id = 5000875 AND hydro_simple_scenario_id = 1;
INSERT INTO switch.hydro_historical_monthly_capacity_factors (hydro_simple_scenario_id, generation_plant_id, year, month, hydro_min_flow_mw, hydro_avg_flow_mw) SELECT 21 as hydro_simple_scenario_id, 157892 as generation_plant_id, 2007 as year, month, hydro_min_flow_mw, hydro_avg_flow_mw FROM switch.hydro_historical_monthly_capacity_factors WHERE generation_plant_id = 5000876 AND hydro_simple_scenario_id = 1;
INSERT INTO switch.hydro_historical_monthly_capacity_factors (hydro_simple_scenario_id, generation_plant_id, year, month, hydro_min_flow_mw, hydro_avg_flow_mw) SELECT 21 as hydro_simple_scenario_id, 157893 as generation_plant_id, 2007 as year, month, hydro_min_flow_mw, hydro_avg_flow_mw FROM switch.hydro_historical_monthly_capacity_factors WHERE generation_plant_id = 5000877 AND hydro_simple_scenario_id = 1;
INSERT INTO switch.hydro_historical_monthly_capacity_factors (hydro_simple_scenario_id, generation_plant_id, year, month, hydro_min_flow_mw, hydro_avg_flow_mw) SELECT 21 as hydro_simple_scenario_id, 158020 as generation_plant_id, 2007 as year, month, hydro_min_flow_mw, hydro_avg_flow_mw FROM switch.hydro_historical_monthly_capacity_factors WHERE generation_plant_id = 1157631093 AND hydro_simple_scenario_id = 1;
INSERT INTO switch.hydro_historical_monthly_capacity_factors (hydro_simple_scenario_id, generation_plant_id, year, month, hydro_min_flow_mw, hydro_avg_flow_mw) SELECT 21 as hydro_simple_scenario_id, 158024 as generation_plant_id, 2007 as year, month, hydro_min_flow_mw, hydro_avg_flow_mw FROM switch.hydro_historical_monthly_capacity_factors WHERE generation_plant_id = 1157631097 AND hydro_simple_scenario_id = 1;
INSERT INTO switch.hydro_historical_monthly_capacity_factors (hydro_simple_scenario_id, generation_plant_id, year, month, hydro_min_flow_mw, hydro_avg_flow_mw) SELECT 21 as hydro_simple_scenario_id, 158054 as generation_plant_id, 2007 as year, month, hydro_min_flow_mw, hydro_avg_flow_mw FROM switch.hydro_historical_monthly_capacity_factors WHERE generation_plant_id = 1157631127 AND hydro_simple_scenario_id = 1;
INSERT INTO switch.hydro_historical_monthly_capacity_factors (hydro_simple_scenario_id, generation_plant_id, year, month, hydro_min_flow_mw, hydro_avg_flow_mw) SELECT 21 as hydro_simple_scenario_id, 158058 as generation_plant_id, 2007 as year, month, hydro_min_flow_mw, hydro_avg_flow_mw FROM switch.hydro_historical_monthly_capacity_factors WHERE generation_plant_id = 1157631131 AND hydro_simple_scenario_id = 1;
INSERT INTO switch.hydro_historical_monthly_capacity_factors (hydro_simple_scenario_id, generation_plant_id, year, month, hydro_min_flow_mw, hydro_avg_flow_mw) SELECT 21 as hydro_simple_scenario_id, 157996 as generation_plant_id, 2007 as year, month, hydro_min_flow_mw, hydro_avg_flow_mw FROM switch.hydro_historical_monthly_capacity_factors WHERE generation_plant_id = 1157631069 AND hydro_simple_scenario_id = 1;
INSERT INTO switch.hydro_historical_monthly_capacity_factors (hydro_simple_scenario_id, generation_plant_id, year, month, hydro_min_flow_mw, hydro_avg_flow_mw) SELECT 21 as hydro_simple_scenario_id, 158001 as generation_plant_id, 2007 as year, month, hydro_min_flow_mw, hydro_avg_flow_mw FROM switch.hydro_historical_monthly_capacity_factors WHERE generation_plant_id = 1157631074 AND hydro_simple_scenario_id = 1;
INSERT INTO switch.hydro_historical_monthly_capacity_factors (hydro_simple_scenario_id, generation_plant_id, year, month, hydro_min_flow_mw, hydro_avg_flow_mw) SELECT 21 as hydro_simple_scenario_id, 157998 as generation_plant_id, 2007 as year, month, hydro_min_flow_mw, hydro_avg_flow_mw FROM switch.hydro_historical_monthly_capacity_factors WHERE generation_plant_id = 1157631071 AND hydro_simple_scenario_id = 1;
INSERT INTO switch.hydro_historical_monthly_capacity_factors (hydro_simple_scenario_id, generation_plant_id, year, month, hydro_min_flow_mw, hydro_avg_flow_mw) SELECT 21 as hydro_simple_scenario_id, 157999 as generation_plant_id, 2007 as year, month, hydro_min_flow_mw, hydro_avg_flow_mw FROM switch.hydro_historical_monthly_capacity_factors WHERE generation_plant_id = 1157631072 AND hydro_simple_scenario_id = 1;
INSERT INTO switch.hydro_historical_monthly_capacity_factors (hydro_simple_scenario_id, generation_plant_id, year, month, hydro_min_flow_mw, hydro_avg_flow_mw) SELECT 21 as hydro_simple_scenario_id, 157894 as generation_plant_id, 2007 as year, month, hydro_min_flow_mw, hydro_avg_flow_mw FROM switch.hydro_historical_monthly_capacity_factors WHERE generation_plant_id = 5000878 AND hydro_simple_scenario_id = 1;
INSERT INTO switch.hydro_historical_monthly_capacity_factors (hydro_simple_scenario_id, generation_plant_id, year, month, hydro_min_flow_mw, hydro_avg_flow_mw) SELECT 21 as hydro_simple_scenario_id, 157895 as generation_plant_id, 2007 as year, month, hydro_min_flow_mw, hydro_avg_flow_mw FROM switch.hydro_historical_monthly_capacity_factors WHERE generation_plant_id = 5000879 AND hydro_simple_scenario_id = 1;
INSERT INTO switch.hydro_historical_monthly_capacity_factors (hydro_simple_scenario_id, generation_plant_id, year, month, hydro_min_flow_mw, hydro_avg_flow_mw) SELECT 21 as hydro_simple_scenario_id, 158000 as generation_plant_id, 2007 as year, month, hydro_min_flow_mw, hydro_avg_flow_mw FROM switch.hydro_historical_monthly_capacity_factors WHERE generation_plant_id = 1157631073 AND hydro_simple_scenario_id = 1;
INSERT INTO switch.hydro_historical_monthly_capacity_factors (hydro_simple_scenario_id, generation_plant_id, year, month, hydro_min_flow_mw, hydro_avg_flow_mw) SELECT 21 as hydro_simple_scenario_id, 157896 as generation_plant_id, 2007 as year, month, hydro_min_flow_mw, hydro_avg_flow_mw FROM switch.hydro_historical_monthly_capacity_factors WHERE generation_plant_id = 5000880 AND hydro_simple_scenario_id = 1;
INSERT INTO switch.hydro_historical_monthly_capacity_factors (hydro_simple_scenario_id, generation_plant_id, year, month, hydro_min_flow_mw, hydro_avg_flow_mw) SELECT 21 as hydro_simple_scenario_id, 157897 as generation_plant_id, 2007 as year, month, hydro_min_flow_mw, hydro_avg_flow_mw FROM switch.hydro_historical_monthly_capacity_factors WHERE generation_plant_id = 5000881 AND hydro_simple_scenario_id = 1;
INSERT INTO switch.hydro_historical_monthly_capacity_factors (hydro_simple_scenario_id, generation_plant_id, year, month, hydro_min_flow_mw, hydro_avg_flow_mw) SELECT 21 as hydro_simple_scenario_id, 157983 as generation_plant_id, 2007 as year, month, hydro_min_flow_mw, hydro_avg_flow_mw FROM switch.hydro_historical_monthly_capacity_factors WHERE generation_plant_id = 1157631056 AND hydro_simple_scenario_id = 1;
INSERT INTO switch.hydro_historical_monthly_capacity_factors (hydro_simple_scenario_id, generation_plant_id, year, month, hydro_min_flow_mw, hydro_avg_flow_mw) SELECT 21 as hydro_simple_scenario_id, 157990 as generation_plant_id, 2007 as year, month, hydro_min_flow_mw, hydro_avg_flow_mw FROM switch.hydro_historical_monthly_capacity_factors WHERE generation_plant_id = 1157631063 AND hydro_simple_scenario_id = 1;
INSERT INTO switch.hydro_historical_monthly_capacity_factors (hydro_simple_scenario_id, generation_plant_id, year, month, hydro_min_flow_mw, hydro_avg_flow_mw) SELECT 21 as hydro_simple_scenario_id, 157898 as generation_plant_id, 2007 as year, month, hydro_min_flow_mw, hydro_avg_flow_mw FROM switch.hydro_historical_monthly_capacity_factors WHERE generation_plant_id = 5000882 AND hydro_simple_scenario_id = 1;
INSERT INTO switch.hydro_historical_monthly_capacity_factors (hydro_simple_scenario_id, generation_plant_id, year, month, hydro_min_flow_mw, hydro_avg_flow_mw) SELECT 21 as hydro_simple_scenario_id, 157899 as generation_plant_id, 2007 as year, month, hydro_min_flow_mw, hydro_avg_flow_mw FROM switch.hydro_historical_monthly_capacity_factors WHERE generation_plant_id = 5000883 AND hydro_simple_scenario_id = 1;
INSERT INTO switch.hydro_historical_monthly_capacity_factors (hydro_simple_scenario_id, generation_plant_id, year, month, hydro_min_flow_mw, hydro_avg_flow_mw) SELECT 21 as hydro_simple_scenario_id, 157900 as generation_plant_id, 2007 as year, month, hydro_min_flow_mw, hydro_avg_flow_mw FROM switch.hydro_historical_monthly_capacity_factors WHERE generation_plant_id = 5000884 AND hydro_simple_scenario_id = 1;
INSERT INTO switch.hydro_historical_monthly_capacity_factors (hydro_simple_scenario_id, generation_plant_id, year, month, hydro_min_flow_mw, hydro_avg_flow_mw) SELECT 21 as hydro_simple_scenario_id, 157943 as generation_plant_id, 2007 as year, month, hydro_min_flow_mw, hydro_avg_flow_mw FROM switch.hydro_historical_monthly_capacity_factors WHERE generation_plant_id = 1157631016 AND hydro_simple_scenario_id = 1;
INSERT INTO switch.hydro_historical_monthly_capacity_factors (hydro_simple_scenario_id, generation_plant_id, year, month, hydro_min_flow_mw, hydro_avg_flow_mw) SELECT 21 as hydro_simple_scenario_id, 157947 as generation_plant_id, 2007 as year, month, hydro_min_flow_mw, hydro_avg_flow_mw FROM switch.hydro_historical_monthly_capacity_factors WHERE generation_plant_id = 1157631020 AND hydro_simple_scenario_id = 1;
INSERT INTO switch.hydro_historical_monthly_capacity_factors (hydro_simple_scenario_id, generation_plant_id, year, month, hydro_min_flow_mw, hydro_avg_flow_mw) SELECT 21 as hydro_simple_scenario_id, 157988 as generation_plant_id, 2007 as year, month, hydro_min_flow_mw, hydro_avg_flow_mw FROM switch.hydro_historical_monthly_capacity_factors WHERE generation_plant_id = 1157631061 AND hydro_simple_scenario_id = 1;
INSERT INTO switch.hydro_historical_monthly_capacity_factors (hydro_simple_scenario_id, generation_plant_id, year, month, hydro_min_flow_mw, hydro_avg_flow_mw) SELECT 21 as hydro_simple_scenario_id, 157901 as generation_plant_id, 2007 as year, month, hydro_min_flow_mw, hydro_avg_flow_mw FROM switch.hydro_historical_monthly_capacity_factors WHERE generation_plant_id = 5000885 AND hydro_simple_scenario_id = 1;
INSERT INTO switch.hydro_historical_monthly_capacity_factors (hydro_simple_scenario_id, generation_plant_id, year, month, hydro_min_flow_mw, hydro_avg_flow_mw) SELECT 21 as hydro_simple_scenario_id, 157838 as generation_plant_id, 2007 as year, month, hydro_min_flow_mw, hydro_avg_flow_mw FROM switch.hydro_historical_monthly_capacity_factors WHERE generation_plant_id = 5000822 AND hydro_simple_scenario_id = 1;
INSERT INTO switch.hydro_historical_monthly_capacity_factors (hydro_simple_scenario_id, generation_plant_id, year, month, hydro_min_flow_mw, hydro_avg_flow_mw) SELECT 21 as hydro_simple_scenario_id, 157987 as generation_plant_id, 2007 as year, month, hydro_min_flow_mw, hydro_avg_flow_mw FROM switch.hydro_historical_monthly_capacity_factors WHERE generation_plant_id = 1157631060 AND hydro_simple_scenario_id = 1;
INSERT INTO switch.hydro_historical_monthly_capacity_factors (hydro_simple_scenario_id, generation_plant_id, year, month, hydro_min_flow_mw, hydro_avg_flow_mw) SELECT 21 as hydro_simple_scenario_id, 157985 as generation_plant_id, 2007 as year, month, hydro_min_flow_mw, hydro_avg_flow_mw FROM switch.hydro_historical_monthly_capacity_factors WHERE generation_plant_id = 1157631058 AND hydro_simple_scenario_id = 1;
INSERT INTO switch.hydro_historical_monthly_capacity_factors (hydro_simple_scenario_id, generation_plant_id, year, month, hydro_min_flow_mw, hydro_avg_flow_mw) SELECT 21 as hydro_simple_scenario_id, 158052 as generation_plant_id, 2007 as year, month, hydro_min_flow_mw, hydro_avg_flow_mw FROM switch.hydro_historical_monthly_capacity_factors WHERE generation_plant_id = 1157631125 AND hydro_simple_scenario_id = 1;
INSERT INTO switch.hydro_historical_monthly_capacity_factors (hydro_simple_scenario_id, generation_plant_id, year, month, hydro_min_flow_mw, hydro_avg_flow_mw) SELECT 21 as hydro_simple_scenario_id, 158053 as generation_plant_id, 2007 as year, month, hydro_min_flow_mw, hydro_avg_flow_mw FROM switch.hydro_historical_monthly_capacity_factors WHERE generation_plant_id = 1157631126 AND hydro_simple_scenario_id = 1;
INSERT INTO switch.hydro_historical_monthly_capacity_factors (hydro_simple_scenario_id, generation_plant_id, year, month, hydro_min_flow_mw, hydro_avg_flow_mw) SELECT 21 as hydro_simple_scenario_id, 158005 as generation_plant_id, 2007 as year, month, hydro_min_flow_mw, hydro_avg_flow_mw FROM switch.hydro_historical_monthly_capacity_factors WHERE generation_plant_id = 1157631078 AND hydro_simple_scenario_id = 1;
INSERT INTO switch.hydro_historical_monthly_capacity_factors (hydro_simple_scenario_id, generation_plant_id, year, month, hydro_min_flow_mw, hydro_avg_flow_mw) SELECT 21 as hydro_simple_scenario_id, 158003 as generation_plant_id, 2007 as year, month, hydro_min_flow_mw, hydro_avg_flow_mw FROM switch.hydro_historical_monthly_capacity_factors WHERE generation_plant_id = 1157631076 AND hydro_simple_scenario_id = 1;
INSERT INTO switch.hydro_historical_monthly_capacity_factors (hydro_simple_scenario_id, generation_plant_id, year, month, hydro_min_flow_mw, hydro_avg_flow_mw) SELECT 21 as hydro_simple_scenario_id, 157984 as generation_plant_id, 2007 as year, month, hydro_min_flow_mw, hydro_avg_flow_mw FROM switch.hydro_historical_monthly_capacity_factors WHERE generation_plant_id = 1157631057 AND hydro_simple_scenario_id = 1;
INSERT INTO switch.hydro_historical_monthly_capacity_factors (hydro_simple_scenario_id, generation_plant_id, year, month, hydro_min_flow_mw, hydro_avg_flow_mw) SELECT 21 as hydro_simple_scenario_id, 157902 as generation_plant_id, 2007 as year, month, hydro_min_flow_mw, hydro_avg_flow_mw FROM switch.hydro_historical_monthly_capacity_factors WHERE generation_plant_id = 5000886 AND hydro_simple_scenario_id = 1;
INSERT INTO switch.hydro_historical_monthly_capacity_factors (hydro_simple_scenario_id, generation_plant_id, year, month, hydro_min_flow_mw, hydro_avg_flow_mw) SELECT 21 as hydro_simple_scenario_id, 157903 as generation_plant_id, 2007 as year, month, hydro_min_flow_mw, hydro_avg_flow_mw FROM switch.hydro_historical_monthly_capacity_factors WHERE generation_plant_id = 5000887 AND hydro_simple_scenario_id = 1;
INSERT INTO switch.hydro_historical_monthly_capacity_factors (hydro_simple_scenario_id, generation_plant_id, year, month, hydro_min_flow_mw, hydro_avg_flow_mw) SELECT 21 as hydro_simple_scenario_id, 157955 as generation_plant_id, 2007 as year, month, hydro_min_flow_mw, hydro_avg_flow_mw FROM switch.hydro_historical_monthly_capacity_factors WHERE generation_plant_id = 1157631028 AND hydro_simple_scenario_id = 1;
INSERT INTO switch.hydro_historical_monthly_capacity_factors (hydro_simple_scenario_id, generation_plant_id, year, month, hydro_min_flow_mw, hydro_avg_flow_mw) SELECT 21 as hydro_simple_scenario_id, 157839 as generation_plant_id, 2007 as year, month, hydro_min_flow_mw, hydro_avg_flow_mw FROM switch.hydro_historical_monthly_capacity_factors WHERE generation_plant_id = 5000823 AND hydro_simple_scenario_id = 1;
INSERT INTO switch.hydro_historical_monthly_capacity_factors (hydro_simple_scenario_id, generation_plant_id, year, month, hydro_min_flow_mw, hydro_avg_flow_mw) SELECT 21 as hydro_simple_scenario_id, 157904 as generation_plant_id, 2007 as year, month, hydro_min_flow_mw, hydro_avg_flow_mw FROM switch.hydro_historical_monthly_capacity_factors WHERE generation_plant_id = 5000888 AND hydro_simple_scenario_id = 1;
INSERT INTO switch.hydro_historical_monthly_capacity_factors (hydro_simple_scenario_id, generation_plant_id, year, month, hydro_min_flow_mw, hydro_avg_flow_mw) SELECT 21 as hydro_simple_scenario_id, 158023 as generation_plant_id, 2007 as year, month, hydro_min_flow_mw, hydro_avg_flow_mw FROM switch.hydro_historical_monthly_capacity_factors WHERE generation_plant_id = 1157631096 AND hydro_simple_scenario_id = 1;
INSERT INTO switch.hydro_historical_monthly_capacity_factors (hydro_simple_scenario_id, generation_plant_id, year, month, hydro_min_flow_mw, hydro_avg_flow_mw) SELECT 21 as hydro_simple_scenario_id, 157989 as generation_plant_id, 2007 as year, month, hydro_min_flow_mw, hydro_avg_flow_mw FROM switch.hydro_historical_monthly_capacity_factors WHERE generation_plant_id = 1157631062 AND hydro_simple_scenario_id = 1;
INSERT INTO switch.hydro_historical_monthly_capacity_factors (hydro_simple_scenario_id, generation_plant_id, year, month, hydro_min_flow_mw, hydro_avg_flow_mw) SELECT 21 as hydro_simple_scenario_id, 157905 as generation_plant_id, 2007 as year, month, hydro_min_flow_mw, hydro_avg_flow_mw FROM switch.hydro_historical_monthly_capacity_factors WHERE generation_plant_id = 5000889 AND hydro_simple_scenario_id = 1;
INSERT INTO switch.hydro_historical_monthly_capacity_factors (hydro_simple_scenario_id, generation_plant_id, year, month, hydro_min_flow_mw, hydro_avg_flow_mw) SELECT 21 as hydro_simple_scenario_id, 157906 as generation_plant_id, 2007 as year, month, hydro_min_flow_mw, hydro_avg_flow_mw FROM switch.hydro_historical_monthly_capacity_factors WHERE generation_plant_id = 5000890 AND hydro_simple_scenario_id = 1;
INSERT INTO switch.hydro_historical_monthly_capacity_factors (hydro_simple_scenario_id, generation_plant_id, year, month, hydro_min_flow_mw, hydro_avg_flow_mw) SELECT 21 as hydro_simple_scenario_id, 157907 as generation_plant_id, 2007 as year, month, hydro_min_flow_mw, hydro_avg_flow_mw FROM switch.hydro_historical_monthly_capacity_factors WHERE generation_plant_id = 5000891 AND hydro_simple_scenario_id = 1;
INSERT INTO switch.hydro_historical_monthly_capacity_factors (hydro_simple_scenario_id, generation_plant_id, year, month, hydro_min_flow_mw, hydro_avg_flow_mw) SELECT 21 as hydro_simple_scenario_id, 157908 as generation_plant_id, 2007 as year, month, hydro_min_flow_mw, hydro_avg_flow_mw FROM switch.hydro_historical_monthly_capacity_factors WHERE generation_plant_id = 5000892 AND hydro_simple_scenario_id = 1;
INSERT INTO switch.hydro_historical_monthly_capacity_factors (hydro_simple_scenario_id, generation_plant_id, year, month, hydro_min_flow_mw, hydro_avg_flow_mw) SELECT 21 as hydro_simple_scenario_id, 158011 as generation_plant_id, 2007 as year, month, hydro_min_flow_mw, hydro_avg_flow_mw FROM switch.hydro_historical_monthly_capacity_factors WHERE generation_plant_id = 1157631084 AND hydro_simple_scenario_id = 1;
INSERT INTO switch.hydro_historical_monthly_capacity_factors (hydro_simple_scenario_id, generation_plant_id, year, month, hydro_min_flow_mw, hydro_avg_flow_mw) SELECT 21 as hydro_simple_scenario_id, 158013 as generation_plant_id, 2007 as year, month, hydro_min_flow_mw, hydro_avg_flow_mw FROM switch.hydro_historical_monthly_capacity_factors WHERE generation_plant_id = 1157631086 AND hydro_simple_scenario_id = 1;
INSERT INTO switch.hydro_historical_monthly_capacity_factors (hydro_simple_scenario_id, generation_plant_id, year, month, hydro_min_flow_mw, hydro_avg_flow_mw) SELECT 21 as hydro_simple_scenario_id, 157840 as generation_plant_id, 2007 as year, month, hydro_min_flow_mw, hydro_avg_flow_mw FROM switch.hydro_historical_monthly_capacity_factors WHERE generation_plant_id = 5000824 AND hydro_simple_scenario_id = 1;
INSERT INTO switch.hydro_historical_monthly_capacity_factors (hydro_simple_scenario_id, generation_plant_id, year, month, hydro_min_flow_mw, hydro_avg_flow_mw) SELECT 21 as hydro_simple_scenario_id, 158012 as generation_plant_id, 2007 as year, month, hydro_min_flow_mw, hydro_avg_flow_mw FROM switch.hydro_historical_monthly_capacity_factors WHERE generation_plant_id = 1157631085 AND hydro_simple_scenario_id = 1;
INSERT INTO switch.hydro_historical_monthly_capacity_factors (hydro_simple_scenario_id, generation_plant_id, year, month, hydro_min_flow_mw, hydro_avg_flow_mw) SELECT 21 as hydro_simple_scenario_id, 157909 as generation_plant_id, 2007 as year, month, hydro_min_flow_mw, hydro_avg_flow_mw FROM switch.hydro_historical_monthly_capacity_factors WHERE generation_plant_id = 5000893 AND hydro_simple_scenario_id = 1;
INSERT INTO switch.hydro_historical_monthly_capacity_factors (hydro_simple_scenario_id, generation_plant_id, year, month, hydro_min_flow_mw, hydro_avg_flow_mw) SELECT 21 as hydro_simple_scenario_id, 158002 as generation_plant_id, 2007 as year, month, hydro_min_flow_mw, hydro_avg_flow_mw FROM switch.hydro_historical_monthly_capacity_factors WHERE generation_plant_id = 1157631075 AND hydro_simple_scenario_id = 1;
INSERT INTO switch.hydro_historical_monthly_capacity_factors (hydro_simple_scenario_id, generation_plant_id, year, month, hydro_min_flow_mw, hydro_avg_flow_mw) SELECT 21 as hydro_simple_scenario_id, 157841 as generation_plant_id, 2007 as year, month, hydro_min_flow_mw, hydro_avg_flow_mw FROM switch.hydro_historical_monthly_capacity_factors WHERE generation_plant_id = 5000825 AND hydro_simple_scenario_id = 1;
INSERT INTO switch.hydro_historical_monthly_capacity_factors (hydro_simple_scenario_id, generation_plant_id, year, month, hydro_min_flow_mw, hydro_avg_flow_mw) SELECT 21 as hydro_simple_scenario_id, 157997 as generation_plant_id, 2007 as year, month, hydro_min_flow_mw, hydro_avg_flow_mw FROM switch.hydro_historical_monthly_capacity_factors WHERE generation_plant_id = 1157631070 AND hydro_simple_scenario_id = 1;
INSERT INTO switch.hydro_historical_monthly_capacity_factors (hydro_simple_scenario_id, generation_plant_id, year, month, hydro_min_flow_mw, hydro_avg_flow_mw) SELECT 21 as hydro_simple_scenario_id, 158004 as generation_plant_id, 2007 as year, month, hydro_min_flow_mw, hydro_avg_flow_mw FROM switch.hydro_historical_monthly_capacity_factors WHERE generation_plant_id = 1157631077 AND hydro_simple_scenario_id = 1;
INSERT INTO switch.hydro_historical_monthly_capacity_factors (hydro_simple_scenario_id, generation_plant_id, year, month, hydro_min_flow_mw, hydro_avg_flow_mw) SELECT 21 as hydro_simple_scenario_id, 157910 as generation_plant_id, 2007 as year, month, hydro_min_flow_mw, hydro_avg_flow_mw FROM switch.hydro_historical_monthly_capacity_factors WHERE generation_plant_id = 5000894 AND hydro_simple_scenario_id = 1;
INSERT INTO switch.hydro_historical_monthly_capacity_factors (hydro_simple_scenario_id, generation_plant_id, year, month, hydro_min_flow_mw, hydro_avg_flow_mw) SELECT 21 as hydro_simple_scenario_id, 157911 as generation_plant_id, 2007 as year, month, hydro_min_flow_mw, hydro_avg_flow_mw FROM switch.hydro_historical_monthly_capacity_factors WHERE generation_plant_id = 5000895 AND hydro_simple_scenario_id = 1;
INSERT INTO switch.hydro_historical_monthly_capacity_factors (hydro_simple_scenario_id, generation_plant_id, year, month, hydro_min_flow_mw, hydro_avg_flow_mw) SELECT 21 as hydro_simple_scenario_id, 157922 as generation_plant_id, 2007 as year, month, hydro_min_flow_mw, hydro_avg_flow_mw FROM switch.hydro_historical_monthly_capacity_factors WHERE generation_plant_id = 5000906 AND hydro_simple_scenario_id = 1;
INSERT INTO switch.hydro_historical_monthly_capacity_factors (hydro_simple_scenario_id, generation_plant_id, year, month, hydro_min_flow_mw, hydro_avg_flow_mw) SELECT 21 as hydro_simple_scenario_id, 157982 as generation_plant_id, 2007 as year, month, hydro_min_flow_mw, hydro_avg_flow_mw FROM switch.hydro_historical_monthly_capacity_factors WHERE generation_plant_id = 1157631055 AND hydro_simple_scenario_id = 1;
INSERT INTO switch.hydro_historical_monthly_capacity_factors (hydro_simple_scenario_id, generation_plant_id, year, month, hydro_min_flow_mw, hydro_avg_flow_mw) SELECT 21 as hydro_simple_scenario_id, 157981 as generation_plant_id, 2007 as year, month, hydro_min_flow_mw, hydro_avg_flow_mw FROM switch.hydro_historical_monthly_capacity_factors WHERE generation_plant_id = 1157631054 AND hydro_simple_scenario_id = 1;
INSERT INTO switch.hydro_historical_monthly_capacity_factors (hydro_simple_scenario_id, generation_plant_id, year, month, hydro_min_flow_mw, hydro_avg_flow_mw) SELECT 21 as hydro_simple_scenario_id, 157980 as generation_plant_id, 2007 as year, month, hydro_min_flow_mw, hydro_avg_flow_mw FROM switch.hydro_historical_monthly_capacity_factors WHERE generation_plant_id = 1157631053 AND hydro_simple_scenario_id = 1;
INSERT INTO switch.hydro_historical_monthly_capacity_factors (hydro_simple_scenario_id, generation_plant_id, year, month, hydro_min_flow_mw, hydro_avg_flow_mw) SELECT 21 as hydro_simple_scenario_id, 157942 as generation_plant_id, 2007 as year, month, hydro_min_flow_mw, hydro_avg_flow_mw FROM switch.hydro_historical_monthly_capacity_factors WHERE generation_plant_id = 1157631015 AND hydro_simple_scenario_id = 1;
INSERT INTO switch.hydro_historical_monthly_capacity_factors (hydro_simple_scenario_id, generation_plant_id, year, month, hydro_min_flow_mw, hydro_avg_flow_mw) SELECT 21 as hydro_simple_scenario_id, 157912 as generation_plant_id, 2007 as year, month, hydro_min_flow_mw, hydro_avg_flow_mw FROM switch.hydro_historical_monthly_capacity_factors WHERE generation_plant_id = 5000896 AND hydro_simple_scenario_id = 1;
INSERT INTO switch.hydro_historical_monthly_capacity_factors (hydro_simple_scenario_id, generation_plant_id, year, month, hydro_min_flow_mw, hydro_avg_flow_mw) SELECT 21 as hydro_simple_scenario_id, 157913 as generation_plant_id, 2007 as year, month, hydro_min_flow_mw, hydro_avg_flow_mw FROM switch.hydro_historical_monthly_capacity_factors WHERE generation_plant_id = 5000897 AND hydro_simple_scenario_id = 1;
INSERT INTO switch.hydro_historical_monthly_capacity_factors (hydro_simple_scenario_id, generation_plant_id, year, month, hydro_min_flow_mw, hydro_avg_flow_mw) SELECT 21 as hydro_simple_scenario_id, 157914 as generation_plant_id, 2007 as year, month, hydro_min_flow_mw, hydro_avg_flow_mw FROM switch.hydro_historical_monthly_capacity_factors WHERE generation_plant_id = 5000898 AND hydro_simple_scenario_id = 1;
INSERT INTO switch.hydro_historical_monthly_capacity_factors (hydro_simple_scenario_id, generation_plant_id, year, month, hydro_min_flow_mw, hydro_avg_flow_mw) SELECT 21 as hydro_simple_scenario_id, 157915 as generation_plant_id, 2007 as year, month, hydro_min_flow_mw, hydro_avg_flow_mw FROM switch.hydro_historical_monthly_capacity_factors WHERE generation_plant_id = 5000899 AND hydro_simple_scenario_id = 1;
INSERT INTO switch.hydro_historical_monthly_capacity_factors (hydro_simple_scenario_id, generation_plant_id, year, month, hydro_min_flow_mw, hydro_avg_flow_mw) SELECT 21 as hydro_simple_scenario_id, 157916 as generation_plant_id, 2007 as year, month, hydro_min_flow_mw, hydro_avg_flow_mw FROM switch.hydro_historical_monthly_capacity_factors WHERE generation_plant_id = 5000900 AND hydro_simple_scenario_id = 1;
INSERT INTO switch.hydro_historical_monthly_capacity_factors (hydro_simple_scenario_id, generation_plant_id, year, month, hydro_min_flow_mw, hydro_avg_flow_mw) SELECT 21 as hydro_simple_scenario_id, 157974 as generation_plant_id, 2007 as year, month, hydro_min_flow_mw, hydro_avg_flow_mw FROM switch.hydro_historical_monthly_capacity_factors WHERE generation_plant_id = 1157631047 AND hydro_simple_scenario_id = 1;
INSERT INTO switch.hydro_historical_monthly_capacity_factors (hydro_simple_scenario_id, generation_plant_id, year, month, hydro_min_flow_mw, hydro_avg_flow_mw) SELECT 21 as hydro_simple_scenario_id, 157976 as generation_plant_id, 2007 as year, month, hydro_min_flow_mw, hydro_avg_flow_mw FROM switch.hydro_historical_monthly_capacity_factors WHERE generation_plant_id = 1157631049 AND hydro_simple_scenario_id = 1;
INSERT INTO switch.hydro_historical_monthly_capacity_factors (hydro_simple_scenario_id, generation_plant_id, year, month, hydro_min_flow_mw, hydro_avg_flow_mw) SELECT 21 as hydro_simple_scenario_id, 157917 as generation_plant_id, 2007 as year, month, hydro_min_flow_mw, hydro_avg_flow_mw FROM switch.hydro_historical_monthly_capacity_factors WHERE generation_plant_id = 5000901 AND hydro_simple_scenario_id = 1;
INSERT INTO switch.hydro_historical_monthly_capacity_factors (hydro_simple_scenario_id, generation_plant_id, year, month, hydro_min_flow_mw, hydro_avg_flow_mw) SELECT 21 as hydro_simple_scenario_id, 157918 as generation_plant_id, 2007 as year, month, hydro_min_flow_mw, hydro_avg_flow_mw FROM switch.hydro_historical_monthly_capacity_factors WHERE generation_plant_id = 5000902 AND hydro_simple_scenario_id = 1;
INSERT INTO switch.hydro_historical_monthly_capacity_factors (hydro_simple_scenario_id, generation_plant_id, year, month, hydro_min_flow_mw, hydro_avg_flow_mw) SELECT 21 as hydro_simple_scenario_id, 157919 as generation_plant_id, 2007 as year, month, hydro_min_flow_mw, hydro_avg_flow_mw FROM switch.hydro_historical_monthly_capacity_factors WHERE generation_plant_id = 5000903 AND hydro_simple_scenario_id = 1;
INSERT INTO switch.hydro_historical_monthly_capacity_factors (hydro_simple_scenario_id, generation_plant_id, year, month, hydro_min_flow_mw, hydro_avg_flow_mw) SELECT 21 as hydro_simple_scenario_id, 157920 as generation_plant_id, 2007 as year, month, hydro_min_flow_mw, hydro_avg_flow_mw FROM switch.hydro_historical_monthly_capacity_factors WHERE generation_plant_id = 5000904 AND hydro_simple_scenario_id = 1;
INSERT INTO switch.hydro_historical_monthly_capacity_factors (hydro_simple_scenario_id, generation_plant_id, year, month, hydro_min_flow_mw, hydro_avg_flow_mw) SELECT 21 as hydro_simple_scenario_id, 157921 as generation_plant_id, 2007 as year, month, hydro_min_flow_mw, hydro_avg_flow_mw FROM switch.hydro_historical_monthly_capacity_factors WHERE generation_plant_id = 5000905 AND hydro_simple_scenario_id = 1;
INSERT INTO switch.hydro_historical_monthly_capacity_factors (hydro_simple_scenario_id, generation_plant_id, year, month, hydro_min_flow_mw, hydro_avg_flow_mw) SELECT 21 as hydro_simple_scenario_id, 157842 as generation_plant_id, 2007 as year, month, hydro_min_flow_mw, hydro_avg_flow_mw FROM switch.hydro_historical_monthly_capacity_factors WHERE generation_plant_id = 5000826 AND hydro_simple_scenario_id = 1;
INSERT INTO switch.hydro_historical_monthly_capacity_factors (hydro_simple_scenario_id, generation_plant_id, year, month, hydro_min_flow_mw, hydro_avg_flow_mw) SELECT 21 as hydro_simple_scenario_id, 157924 as generation_plant_id, 2007 as year, month, hydro_min_flow_mw, hydro_avg_flow_mw FROM switch.hydro_historical_monthly_capacity_factors WHERE generation_plant_id = 5000908 AND hydro_simple_scenario_id = 1;
INSERT INTO switch.hydro_historical_monthly_capacity_factors (hydro_simple_scenario_id, generation_plant_id, year, month, hydro_min_flow_mw, hydro_avg_flow_mw) SELECT 21 as hydro_simple_scenario_id, 157923 as generation_plant_id, 2007 as year, month, hydro_min_flow_mw, hydro_avg_flow_mw FROM switch.hydro_historical_monthly_capacity_factors WHERE generation_plant_id = 5000907 AND hydro_simple_scenario_id = 1;
INSERT INTO switch.hydro_historical_monthly_capacity_factors (hydro_simple_scenario_id, generation_plant_id, year, month, hydro_min_flow_mw, hydro_avg_flow_mw) SELECT 21 as hydro_simple_scenario_id, 157925 as generation_plant_id, 2007 as year, month, hydro_min_flow_mw, hydro_avg_flow_mw FROM switch.hydro_historical_monthly_capacity_factors WHERE generation_plant_id = 5000909 AND hydro_simple_scenario_id = 1;
INSERT INTO switch.hydro_historical_monthly_capacity_factors (hydro_simple_scenario_id, generation_plant_id, year, month, hydro_min_flow_mw, hydro_avg_flow_mw) SELECT 21 as hydro_simple_scenario_id, 157926 as generation_plant_id, 2007 as year, month, hydro_min_flow_mw, hydro_avg_flow_mw FROM switch.hydro_historical_monthly_capacity_factors WHERE generation_plant_id = 5000910 AND hydro_simple_scenario_id = 1;
INSERT INTO switch.hydro_historical_monthly_capacity_factors (hydro_simple_scenario_id, generation_plant_id, year, month, hydro_min_flow_mw, hydro_avg_flow_mw) SELECT 21 as hydro_simple_scenario_id, 158017 as generation_plant_id, 2007 as year, month, hydro_min_flow_mw, hydro_avg_flow_mw FROM switch.hydro_historical_monthly_capacity_factors WHERE generation_plant_id = 1157631090 AND hydro_simple_scenario_id = 1;
INSERT INTO switch.hydro_historical_monthly_capacity_factors (hydro_simple_scenario_id, generation_plant_id, year, month, hydro_min_flow_mw, hydro_avg_flow_mw) SELECT 21 as hydro_simple_scenario_id, 158016 as generation_plant_id, 2007 as year, month, hydro_min_flow_mw, hydro_avg_flow_mw FROM switch.hydro_historical_monthly_capacity_factors WHERE generation_plant_id = 1157631089 AND hydro_simple_scenario_id = 1;
INSERT INTO switch.hydro_historical_monthly_capacity_factors (hydro_simple_scenario_id, generation_plant_id, year, month, hydro_min_flow_mw, hydro_avg_flow_mw) SELECT 21 as hydro_simple_scenario_id, 158015 as generation_plant_id, 2007 as year, month, hydro_min_flow_mw, hydro_avg_flow_mw FROM switch.hydro_historical_monthly_capacity_factors WHERE generation_plant_id = 1157631088 AND hydro_simple_scenario_id = 1;
INSERT INTO switch.hydro_historical_monthly_capacity_factors (hydro_simple_scenario_id, generation_plant_id, year, month, hydro_min_flow_mw, hydro_avg_flow_mw) SELECT 21 as hydro_simple_scenario_id, 157975 as generation_plant_id, 2007 as year, month, hydro_min_flow_mw, hydro_avg_flow_mw FROM switch.hydro_historical_monthly_capacity_factors WHERE generation_plant_id = 1157631048 AND hydro_simple_scenario_id = 1;
INSERT INTO switch.hydro_historical_monthly_capacity_factors (hydro_simple_scenario_id, generation_plant_id, year, month, hydro_min_flow_mw, hydro_avg_flow_mw) SELECT 21 as hydro_simple_scenario_id, 157977 as generation_plant_id, 2007 as year, month, hydro_min_flow_mw, hydro_avg_flow_mw FROM switch.hydro_historical_monthly_capacity_factors WHERE generation_plant_id = 1157631050 AND hydro_simple_scenario_id = 1;
INSERT INTO switch.hydro_historical_monthly_capacity_factors (hydro_simple_scenario_id, generation_plant_id, year, month, hydro_min_flow_mw, hydro_avg_flow_mw) SELECT 21 as hydro_simple_scenario_id, 157963 as generation_plant_id, 2007 as year, month, hydro_min_flow_mw, hydro_avg_flow_mw FROM switch.hydro_historical_monthly_capacity_factors WHERE generation_plant_id = 1157631036 AND hydro_simple_scenario_id = 1;
INSERT INTO switch.hydro_historical_monthly_capacity_factors (hydro_simple_scenario_id, generation_plant_id, year, month, hydro_min_flow_mw, hydro_avg_flow_mw) SELECT 21 as hydro_simple_scenario_id, 157964 as generation_plant_id, 2007 as year, month, hydro_min_flow_mw, hydro_avg_flow_mw FROM switch.hydro_historical_monthly_capacity_factors WHERE generation_plant_id = 1157631037 AND hydro_simple_scenario_id = 1;
INSERT INTO switch.hydro_historical_monthly_capacity_factors (hydro_simple_scenario_id, generation_plant_id, year, month, hydro_min_flow_mw, hydro_avg_flow_mw) SELECT 21 as hydro_simple_scenario_id, 157965 as generation_plant_id, 2007 as year, month, hydro_min_flow_mw, hydro_avg_flow_mw FROM switch.hydro_historical_monthly_capacity_factors WHERE generation_plant_id = 1157631038 AND hydro_simple_scenario_id = 1;
INSERT INTO switch.hydro_historical_monthly_capacity_factors (hydro_simple_scenario_id, generation_plant_id, year, month, hydro_min_flow_mw, hydro_avg_flow_mw) SELECT 21 as hydro_simple_scenario_id, 157966 as generation_plant_id, 2007 as year, month, hydro_min_flow_mw, hydro_avg_flow_mw FROM switch.hydro_historical_monthly_capacity_factors WHERE generation_plant_id = 1157631039 AND hydro_simple_scenario_id = 1;
INSERT INTO switch.hydro_historical_monthly_capacity_factors (hydro_simple_scenario_id, generation_plant_id, year, month, hydro_min_flow_mw, hydro_avg_flow_mw) SELECT 21 as hydro_simple_scenario_id, 158043 as generation_plant_id, 2007 as year, month, hydro_min_flow_mw, hydro_avg_flow_mw FROM switch.hydro_historical_monthly_capacity_factors WHERE generation_plant_id = 1157631116 AND hydro_simple_scenario_id = 1;
INSERT INTO switch.hydro_historical_monthly_capacity_factors (hydro_simple_scenario_id, generation_plant_id, year, month, hydro_min_flow_mw, hydro_avg_flow_mw) SELECT 21 as hydro_simple_scenario_id, 158040 as generation_plant_id, 2007 as year, month, hydro_min_flow_mw, hydro_avg_flow_mw FROM switch.hydro_historical_monthly_capacity_factors WHERE generation_plant_id = 1157631113 AND hydro_simple_scenario_id = 1;
INSERT INTO switch.hydro_historical_monthly_capacity_factors (hydro_simple_scenario_id, generation_plant_id, year, month, hydro_min_flow_mw, hydro_avg_flow_mw) SELECT 21 as hydro_simple_scenario_id, 157843 as generation_plant_id, 2007 as year, month, hydro_min_flow_mw, hydro_avg_flow_mw FROM switch.hydro_historical_monthly_capacity_factors WHERE generation_plant_id = 5000827 AND hydro_simple_scenario_id = 1;
INSERT INTO switch.hydro_historical_monthly_capacity_factors (hydro_simple_scenario_id, generation_plant_id, year, month, hydro_min_flow_mw, hydro_avg_flow_mw) SELECT 21 as hydro_simple_scenario_id, 157927 as generation_plant_id, 2007 as year, month, hydro_min_flow_mw, hydro_avg_flow_mw FROM switch.hydro_historical_monthly_capacity_factors WHERE generation_plant_id = 5000911 AND hydro_simple_scenario_id = 1;
INSERT INTO switch.hydro_historical_monthly_capacity_factors (hydro_simple_scenario_id, generation_plant_id, year, month, hydro_min_flow_mw, hydro_avg_flow_mw) SELECT 21 as hydro_simple_scenario_id, 157928 as generation_plant_id, 2007 as year, month, hydro_min_flow_mw, hydro_avg_flow_mw FROM switch.hydro_historical_monthly_capacity_factors WHERE generation_plant_id = 5000912 AND hydro_simple_scenario_id = 1;
INSERT INTO switch.hydro_historical_monthly_capacity_factors (hydro_simple_scenario_id, generation_plant_id, year, month, hydro_min_flow_mw, hydro_avg_flow_mw) SELECT 21 as hydro_simple_scenario_id, 157844 as generation_plant_id, 2007 as year, month, hydro_min_flow_mw, hydro_avg_flow_mw FROM switch.hydro_historical_monthly_capacity_factors WHERE generation_plant_id = 5000828 AND hydro_simple_scenario_id = 1;
INSERT INTO switch.hydro_historical_monthly_capacity_factors (hydro_simple_scenario_id, generation_plant_id, year, month, hydro_min_flow_mw, hydro_avg_flow_mw) SELECT 21 as hydro_simple_scenario_id, 157929 as generation_plant_id, 2007 as year, month, hydro_min_flow_mw, hydro_avg_flow_mw FROM switch.hydro_historical_monthly_capacity_factors WHERE generation_plant_id = 5000913 AND hydro_simple_scenario_id = 1;
INSERT INTO switch.hydro_historical_monthly_capacity_factors (hydro_simple_scenario_id, generation_plant_id, year, month, hydro_min_flow_mw, hydro_avg_flow_mw) SELECT 21 as hydro_simple_scenario_id, 157930 as generation_plant_id, 2007 as year, month, hydro_min_flow_mw, hydro_avg_flow_mw FROM switch.hydro_historical_monthly_capacity_factors WHERE generation_plant_id = 5000914 AND hydro_simple_scenario_id = 1;
INSERT INTO switch.hydro_historical_monthly_capacity_factors (hydro_simple_scenario_id, generation_plant_id, year, month, hydro_min_flow_mw, hydro_avg_flow_mw) SELECT 21 as hydro_simple_scenario_id, 157931 as generation_plant_id, 2007 as year, month, hydro_min_flow_mw, hydro_avg_flow_mw FROM switch.hydro_historical_monthly_capacity_factors WHERE generation_plant_id = 5000915 AND hydro_simple_scenario_id = 1;
INSERT INTO switch.hydro_historical_monthly_capacity_factors (hydro_simple_scenario_id, generation_plant_id, year, month, hydro_min_flow_mw, hydro_avg_flow_mw) SELECT 21 as hydro_simple_scenario_id, 157932 as generation_plant_id, 2007 as year, month, hydro_min_flow_mw, hydro_avg_flow_mw FROM switch.hydro_historical_monthly_capacity_factors WHERE generation_plant_id = 5000916 AND hydro_simple_scenario_id = 1;
INSERT INTO switch.hydro_historical_monthly_capacity_factors (hydro_simple_scenario_id, generation_plant_id, year, month, hydro_min_flow_mw, hydro_avg_flow_mw) SELECT 21 as hydro_simple_scenario_id, 157933 as generation_plant_id, 2007 as year, month, hydro_min_flow_mw, hydro_avg_flow_mw FROM switch.hydro_historical_monthly_capacity_factors WHERE generation_plant_id = 5000917 AND hydro_simple_scenario_id = 1;
INSERT INTO switch.hydro_historical_monthly_capacity_factors (hydro_simple_scenario_id, generation_plant_id, year, month, hydro_min_flow_mw, hydro_avg_flow_mw) SELECT 21 as hydro_simple_scenario_id, 157934 as generation_plant_id, 2007 as year, month, hydro_min_flow_mw, hydro_avg_flow_mw FROM switch.hydro_historical_monthly_capacity_factors WHERE generation_plant_id = 5000918 AND hydro_simple_scenario_id = 1;
INSERT INTO switch.hydro_historical_monthly_capacity_factors (hydro_simple_scenario_id, generation_plant_id, year, month, hydro_min_flow_mw, hydro_avg_flow_mw) SELECT 21 as hydro_simple_scenario_id, 158010 as generation_plant_id, 2007 as year, month, hydro_min_flow_mw, hydro_avg_flow_mw FROM switch.hydro_historical_monthly_capacity_factors WHERE generation_plant_id = 1157631083 AND hydro_simple_scenario_id = 1;
INSERT INTO switch.hydro_historical_monthly_capacity_factors (hydro_simple_scenario_id, generation_plant_id, year, month, hydro_min_flow_mw, hydro_avg_flow_mw) SELECT 21 as hydro_simple_scenario_id, 157952 as generation_plant_id, 2007 as year, month, hydro_min_flow_mw, hydro_avg_flow_mw FROM switch.hydro_historical_monthly_capacity_factors WHERE generation_plant_id = 1157631025 AND hydro_simple_scenario_id = 1;
INSERT INTO switch.hydro_historical_monthly_capacity_factors (hydro_simple_scenario_id, generation_plant_id, year, month, hydro_min_flow_mw, hydro_avg_flow_mw) SELECT 21 as hydro_simple_scenario_id, 157949 as generation_plant_id, 2007 as year, month, hydro_min_flow_mw, hydro_avg_flow_mw FROM switch.hydro_historical_monthly_capacity_factors WHERE generation_plant_id = 1157631022 AND hydro_simple_scenario_id = 1;
INSERT INTO switch.hydro_historical_monthly_capacity_factors (hydro_simple_scenario_id, generation_plant_id, year, month, hydro_min_flow_mw, hydro_avg_flow_mw) SELECT 21 as hydro_simple_scenario_id, 157962 as generation_plant_id, 2007 as year, month, hydro_min_flow_mw, hydro_avg_flow_mw FROM switch.hydro_historical_monthly_capacity_factors WHERE generation_plant_id = 1157631035 AND hydro_simple_scenario_id = 1;
INSERT INTO switch.hydro_historical_monthly_capacity_factors (hydro_simple_scenario_id, generation_plant_id, year, month, hydro_min_flow_mw, hydro_avg_flow_mw) SELECT 21 as hydro_simple_scenario_id, 157935 as generation_plant_id, 2007 as year, month, hydro_min_flow_mw, hydro_avg_flow_mw FROM switch.hydro_historical_monthly_capacity_factors WHERE generation_plant_id = 5000919 AND hydro_simple_scenario_id = 1;
INSERT INTO switch.hydro_historical_monthly_capacity_factors (hydro_simple_scenario_id, generation_plant_id, year, month, hydro_min_flow_mw, hydro_avg_flow_mw) SELECT 21 as hydro_simple_scenario_id, 157936 as generation_plant_id, 2007 as year, month, hydro_min_flow_mw, hydro_avg_flow_mw FROM switch.hydro_historical_monthly_capacity_factors WHERE generation_plant_id = 5000920 AND hydro_simple_scenario_id = 1;
INSERT INTO switch.hydro_historical_monthly_capacity_factors (hydro_simple_scenario_id, generation_plant_id, year, month, hydro_min_flow_mw, hydro_avg_flow_mw) SELECT 21 as hydro_simple_scenario_id, 158007 as generation_plant_id, 2007 as year, month, hydro_min_flow_mw, hydro_avg_flow_mw FROM switch.hydro_historical_monthly_capacity_factors WHERE generation_plant_id = 1157631080 AND hydro_simple_scenario_id = 1;
INSERT INTO switch.hydro_historical_monthly_capacity_factors (hydro_simple_scenario_id, generation_plant_id, year, month, hydro_min_flow_mw, hydro_avg_flow_mw) SELECT 21 as hydro_simple_scenario_id, 157937 as generation_plant_id, 2007 as year, month, hydro_min_flow_mw, hydro_avg_flow_mw FROM switch.hydro_historical_monthly_capacity_factors WHERE generation_plant_id = 5000921 AND hydro_simple_scenario_id = 1;
INSERT INTO switch.hydro_historical_monthly_capacity_factors (hydro_simple_scenario_id, generation_plant_id, year, month, hydro_min_flow_mw, hydro_avg_flow_mw) SELECT 21 as hydro_simple_scenario_id, 157938 as generation_plant_id, 2007 as year, month, hydro_min_flow_mw, hydro_avg_flow_mw FROM switch.hydro_historical_monthly_capacity_factors WHERE generation_plant_id = 5000922 AND hydro_simple_scenario_id = 1;
INSERT INTO switch.hydro_historical_monthly_capacity_factors (hydro_simple_scenario_id, generation_plant_id, year, month, hydro_min_flow_mw, hydro_avg_flow_mw) SELECT 21 as hydro_simple_scenario_id, 157845 as generation_plant_id, 2007 as year, month, hydro_min_flow_mw, hydro_avg_flow_mw FROM switch.hydro_historical_monthly_capacity_factors WHERE generation_plant_id = 5000829 AND hydro_simple_scenario_id = 1;
INSERT INTO switch.hydro_historical_monthly_capacity_factors (hydro_simple_scenario_id, generation_plant_id, year, month, hydro_min_flow_mw, hydro_avg_flow_mw) SELECT 21 as hydro_simple_scenario_id, 158055 as generation_plant_id, 2007 as year, month, hydro_min_flow_mw, hydro_avg_flow_mw FROM switch.hydro_historical_monthly_capacity_factors WHERE generation_plant_id = 1157631128 AND hydro_simple_scenario_id = 1;
INSERT INTO switch.hydro_historical_monthly_capacity_factors (hydro_simple_scenario_id, generation_plant_id, year, month, hydro_min_flow_mw, hydro_avg_flow_mw) SELECT 21 as hydro_simple_scenario_id, 158056 as generation_plant_id, 2007 as year, month, hydro_min_flow_mw, hydro_avg_flow_mw FROM switch.hydro_historical_monthly_capacity_factors WHERE generation_plant_id = 1157631129 AND hydro_simple_scenario_id = 1;
INSERT INTO switch.hydro_historical_monthly_capacity_factors (hydro_simple_scenario_id, generation_plant_id, year, month, hydro_min_flow_mw, hydro_avg_flow_mw) SELECT 21 as hydro_simple_scenario_id, 157939 as generation_plant_id, 2007 as year, month, hydro_min_flow_mw, hydro_avg_flow_mw FROM switch.hydro_historical_monthly_capacity_factors WHERE generation_plant_id = 5000923 AND hydro_simple_scenario_id = 1;
INSERT INTO switch.hydro_historical_monthly_capacity_factors (hydro_simple_scenario_id, generation_plant_id, year, month, hydro_min_flow_mw, hydro_avg_flow_mw) SELECT 21 as hydro_simple_scenario_id, 158059 as generation_plant_id, 2007 as year, month, hydro_min_flow_mw, hydro_avg_flow_mw FROM switch.hydro_historical_monthly_capacity_factors WHERE generation_plant_id = 1157631165 AND hydro_simple_scenario_id = 1;
INSERT INTO switch.hydro_historical_monthly_capacity_factors (hydro_simple_scenario_id, generation_plant_id, year, month, hydro_min_flow_mw, hydro_avg_flow_mw) SELECT 21 as hydro_simple_scenario_id, 158068 as generation_plant_id, 2007 as year, month, hydro_min_flow_mw, hydro_avg_flow_mw FROM switch.hydro_historical_monthly_capacity_factors WHERE generation_plant_id = 1157631174 AND hydro_simple_scenario_id = 1;
INSERT INTO switch.hydro_historical_monthly_capacity_factors (hydro_simple_scenario_id, generation_plant_id, year, month, hydro_min_flow_mw, hydro_avg_flow_mw) SELECT 21 as hydro_simple_scenario_id, 158069 as generation_plant_id, 2007 as year, month, hydro_min_flow_mw, hydro_avg_flow_mw FROM switch.hydro_historical_monthly_capacity_factors WHERE generation_plant_id = 1157631175 AND hydro_simple_scenario_id = 1;
INSERT INTO switch.hydro_historical_monthly_capacity_factors (hydro_simple_scenario_id, generation_plant_id, year, month, hydro_min_flow_mw, hydro_avg_flow_mw) SELECT 21 as hydro_simple_scenario_id, 158070 as generation_plant_id, 2007 as year, month, hydro_min_flow_mw, hydro_avg_flow_mw FROM switch.hydro_historical_monthly_capacity_factors WHERE generation_plant_id = 1157631176 AND hydro_simple_scenario_id = 1;
INSERT INTO switch.hydro_historical_monthly_capacity_factors (hydro_simple_scenario_id, generation_plant_id, year, month, hydro_min_flow_mw, hydro_avg_flow_mw) SELECT 21 as hydro_simple_scenario_id, 158071 as generation_plant_id, 2007 as year, month, hydro_min_flow_mw, hydro_avg_flow_mw FROM switch.hydro_historical_monthly_capacity_factors WHERE generation_plant_id = 1157631177 AND hydro_simple_scenario_id = 1;
INSERT INTO switch.hydro_historical_monthly_capacity_factors (hydro_simple_scenario_id, generation_plant_id, year, month, hydro_min_flow_mw, hydro_avg_flow_mw) SELECT 21 as hydro_simple_scenario_id, 158072 as generation_plant_id, 2007 as year, month, hydro_min_flow_mw, hydro_avg_flow_mw FROM switch.hydro_historical_monthly_capacity_factors WHERE generation_plant_id = 1157631178 AND hydro_simple_scenario_id = 1;
INSERT INTO switch.hydro_historical_monthly_capacity_factors (hydro_simple_scenario_id, generation_plant_id, year, month, hydro_min_flow_mw, hydro_avg_flow_mw) SELECT 21 as hydro_simple_scenario_id, 158073 as generation_plant_id, 2007 as year, month, hydro_min_flow_mw, hydro_avg_flow_mw FROM switch.hydro_historical_monthly_capacity_factors WHERE generation_plant_id = 1157631179 AND hydro_simple_scenario_id = 1;
INSERT INTO switch.hydro_historical_monthly_capacity_factors (hydro_simple_scenario_id, generation_plant_id, year, month, hydro_min_flow_mw, hydro_avg_flow_mw) SELECT 21 as hydro_simple_scenario_id, 158074 as generation_plant_id, 2007 as year, month, hydro_min_flow_mw, hydro_avg_flow_mw FROM switch.hydro_historical_monthly_capacity_factors WHERE generation_plant_id = 1157631180 AND hydro_simple_scenario_id = 1;
INSERT INTO switch.hydro_historical_monthly_capacity_factors (hydro_simple_scenario_id, generation_plant_id, year, month, hydro_min_flow_mw, hydro_avg_flow_mw) SELECT 21 as hydro_simple_scenario_id, 158075 as generation_plant_id, 2007 as year, month, hydro_min_flow_mw, hydro_avg_flow_mw FROM switch.hydro_historical_monthly_capacity_factors WHERE generation_plant_id = 1157631181 AND hydro_simple_scenario_id = 1;
INSERT INTO switch.hydro_historical_monthly_capacity_factors (hydro_simple_scenario_id, generation_plant_id, year, month, hydro_min_flow_mw, hydro_avg_flow_mw) SELECT 21 as hydro_simple_scenario_id, 158076 as generation_plant_id, 2007 as year, month, hydro_min_flow_mw, hydro_avg_flow_mw FROM switch.hydro_historical_monthly_capacity_factors WHERE generation_plant_id = 1157631182 AND hydro_simple_scenario_id = 1;
INSERT INTO switch.hydro_historical_monthly_capacity_factors (hydro_simple_scenario_id, generation_plant_id, year, month, hydro_min_flow_mw, hydro_avg_flow_mw) SELECT 21 as hydro_simple_scenario_id, 158077 as generation_plant_id, 2007 as year, month, hydro_min_flow_mw, hydro_avg_flow_mw FROM switch.hydro_historical_monthly_capacity_factors WHERE generation_plant_id = 1157631183 AND hydro_simple_scenario_id = 1;
INSERT INTO switch.hydro_historical_monthly_capacity_factors (hydro_simple_scenario_id, generation_plant_id, year, month, hydro_min_flow_mw, hydro_avg_flow_mw) SELECT 21 as hydro_simple_scenario_id, 158060 as generation_plant_id, 2007 as year, month, hydro_min_flow_mw, hydro_avg_flow_mw FROM switch.hydro_historical_monthly_capacity_factors WHERE generation_plant_id = 1157631166 AND hydro_simple_scenario_id = 1;
INSERT INTO switch.hydro_historical_monthly_capacity_factors (hydro_simple_scenario_id, generation_plant_id, year, month, hydro_min_flow_mw, hydro_avg_flow_mw) SELECT 21 as hydro_simple_scenario_id, 158078 as generation_plant_id, 2007 as year, month, hydro_min_flow_mw, hydro_avg_flow_mw FROM switch.hydro_historical_monthly_capacity_factors WHERE generation_plant_id = 1157631184 AND hydro_simple_scenario_id = 1;
INSERT INTO switch.hydro_historical_monthly_capacity_factors (hydro_simple_scenario_id, generation_plant_id, year, month, hydro_min_flow_mw, hydro_avg_flow_mw) SELECT 21 as hydro_simple_scenario_id, 158079 as generation_plant_id, 2007 as year, month, hydro_min_flow_mw, hydro_avg_flow_mw FROM switch.hydro_historical_monthly_capacity_factors WHERE generation_plant_id = 1157631185 AND hydro_simple_scenario_id = 1;
INSERT INTO switch.hydro_historical_monthly_capacity_factors (hydro_simple_scenario_id, generation_plant_id, year, month, hydro_min_flow_mw, hydro_avg_flow_mw) SELECT 21 as hydro_simple_scenario_id, 158080 as generation_plant_id, 2007 as year, month, hydro_min_flow_mw, hydro_avg_flow_mw FROM switch.hydro_historical_monthly_capacity_factors WHERE generation_plant_id = 1157631186 AND hydro_simple_scenario_id = 1;
INSERT INTO switch.hydro_historical_monthly_capacity_factors (hydro_simple_scenario_id, generation_plant_id, year, month, hydro_min_flow_mw, hydro_avg_flow_mw) SELECT 21 as hydro_simple_scenario_id, 158081 as generation_plant_id, 2007 as year, month, hydro_min_flow_mw, hydro_avg_flow_mw FROM switch.hydro_historical_monthly_capacity_factors WHERE generation_plant_id = 1157631187 AND hydro_simple_scenario_id = 1;
INSERT INTO switch.hydro_historical_monthly_capacity_factors (hydro_simple_scenario_id, generation_plant_id, year, month, hydro_min_flow_mw, hydro_avg_flow_mw) SELECT 21 as hydro_simple_scenario_id, 158082 as generation_plant_id, 2007 as year, month, hydro_min_flow_mw, hydro_avg_flow_mw FROM switch.hydro_historical_monthly_capacity_factors WHERE generation_plant_id = 1157631188 AND hydro_simple_scenario_id = 1;
INSERT INTO switch.hydro_historical_monthly_capacity_factors (hydro_simple_scenario_id, generation_plant_id, year, month, hydro_min_flow_mw, hydro_avg_flow_mw) SELECT 21 as hydro_simple_scenario_id, 158083 as generation_plant_id, 2007 as year, month, hydro_min_flow_mw, hydro_avg_flow_mw FROM switch.hydro_historical_monthly_capacity_factors WHERE generation_plant_id = 1157631189 AND hydro_simple_scenario_id = 1;
INSERT INTO switch.hydro_historical_monthly_capacity_factors (hydro_simple_scenario_id, generation_plant_id, year, month, hydro_min_flow_mw, hydro_avg_flow_mw) SELECT 21 as hydro_simple_scenario_id, 158084 as generation_plant_id, 2007 as year, month, hydro_min_flow_mw, hydro_avg_flow_mw FROM switch.hydro_historical_monthly_capacity_factors WHERE generation_plant_id = 1157631190 AND hydro_simple_scenario_id = 1;
INSERT INTO switch.hydro_historical_monthly_capacity_factors (hydro_simple_scenario_id, generation_plant_id, year, month, hydro_min_flow_mw, hydro_avg_flow_mw) SELECT 21 as hydro_simple_scenario_id, 158085 as generation_plant_id, 2007 as year, month, hydro_min_flow_mw, hydro_avg_flow_mw FROM switch.hydro_historical_monthly_capacity_factors WHERE generation_plant_id = 1157631191 AND hydro_simple_scenario_id = 1;
INSERT INTO switch.hydro_historical_monthly_capacity_factors (hydro_simple_scenario_id, generation_plant_id, year, month, hydro_min_flow_mw, hydro_avg_flow_mw) SELECT 21 as hydro_simple_scenario_id, 158086 as generation_plant_id, 2007 as year, month, hydro_min_flow_mw, hydro_avg_flow_mw FROM switch.hydro_historical_monthly_capacity_factors WHERE generation_plant_id = 1157631192 AND hydro_simple_scenario_id = 1;
INSERT INTO switch.hydro_historical_monthly_capacity_factors (hydro_simple_scenario_id, generation_plant_id, year, month, hydro_min_flow_mw, hydro_avg_flow_mw) SELECT 21 as hydro_simple_scenario_id, 158087 as generation_plant_id, 2007 as year, month, hydro_min_flow_mw, hydro_avg_flow_mw FROM switch.hydro_historical_monthly_capacity_factors WHERE generation_plant_id = 1157631193 AND hydro_simple_scenario_id = 1;
INSERT INTO switch.hydro_historical_monthly_capacity_factors (hydro_simple_scenario_id, generation_plant_id, year, month, hydro_min_flow_mw, hydro_avg_flow_mw) SELECT 21 as hydro_simple_scenario_id, 158061 as generation_plant_id, 2007 as year, month, hydro_min_flow_mw, hydro_avg_flow_mw FROM switch.hydro_historical_monthly_capacity_factors WHERE generation_plant_id = 1157631167 AND hydro_simple_scenario_id = 1;
INSERT INTO switch.hydro_historical_monthly_capacity_factors (hydro_simple_scenario_id, generation_plant_id, year, month, hydro_min_flow_mw, hydro_avg_flow_mw) SELECT 21 as hydro_simple_scenario_id, 158088 as generation_plant_id, 2007 as year, month, hydro_min_flow_mw, hydro_avg_flow_mw FROM switch.hydro_historical_monthly_capacity_factors WHERE generation_plant_id = 1157631194 AND hydro_simple_scenario_id = 1;
INSERT INTO switch.hydro_historical_monthly_capacity_factors (hydro_simple_scenario_id, generation_plant_id, year, month, hydro_min_flow_mw, hydro_avg_flow_mw) SELECT 21 as hydro_simple_scenario_id, 158089 as generation_plant_id, 2007 as year, month, hydro_min_flow_mw, hydro_avg_flow_mw FROM switch.hydro_historical_monthly_capacity_factors WHERE generation_plant_id = 1157631195 AND hydro_simple_scenario_id = 1;
INSERT INTO switch.hydro_historical_monthly_capacity_factors (hydro_simple_scenario_id, generation_plant_id, year, month, hydro_min_flow_mw, hydro_avg_flow_mw) SELECT 21 as hydro_simple_scenario_id, 158090 as generation_plant_id, 2007 as year, month, hydro_min_flow_mw, hydro_avg_flow_mw FROM switch.hydro_historical_monthly_capacity_factors WHERE generation_plant_id = 1157631196 AND hydro_simple_scenario_id = 1;
INSERT INTO switch.hydro_historical_monthly_capacity_factors (hydro_simple_scenario_id, generation_plant_id, year, month, hydro_min_flow_mw, hydro_avg_flow_mw) SELECT 21 as hydro_simple_scenario_id, 158091 as generation_plant_id, 2007 as year, month, hydro_min_flow_mw, hydro_avg_flow_mw FROM switch.hydro_historical_monthly_capacity_factors WHERE generation_plant_id = 1157631197 AND hydro_simple_scenario_id = 1;
INSERT INTO switch.hydro_historical_monthly_capacity_factors (hydro_simple_scenario_id, generation_plant_id, year, month, hydro_min_flow_mw, hydro_avg_flow_mw) SELECT 21 as hydro_simple_scenario_id, 158092 as generation_plant_id, 2007 as year, month, hydro_min_flow_mw, hydro_avg_flow_mw FROM switch.hydro_historical_monthly_capacity_factors WHERE generation_plant_id = 1157631198 AND hydro_simple_scenario_id = 1;
INSERT INTO switch.hydro_historical_monthly_capacity_factors (hydro_simple_scenario_id, generation_plant_id, year, month, hydro_min_flow_mw, hydro_avg_flow_mw) SELECT 21 as hydro_simple_scenario_id, 158062 as generation_plant_id, 2007 as year, month, hydro_min_flow_mw, hydro_avg_flow_mw FROM switch.hydro_historical_monthly_capacity_factors WHERE generation_plant_id = 1157631168 AND hydro_simple_scenario_id = 1;
INSERT INTO switch.hydro_historical_monthly_capacity_factors (hydro_simple_scenario_id, generation_plant_id, year, month, hydro_min_flow_mw, hydro_avg_flow_mw) SELECT 21 as hydro_simple_scenario_id, 158063 as generation_plant_id, 2007 as year, month, hydro_min_flow_mw, hydro_avg_flow_mw FROM switch.hydro_historical_monthly_capacity_factors WHERE generation_plant_id = 1157631169 AND hydro_simple_scenario_id = 1;
INSERT INTO switch.hydro_historical_monthly_capacity_factors (hydro_simple_scenario_id, generation_plant_id, year, month, hydro_min_flow_mw, hydro_avg_flow_mw) SELECT 21 as hydro_simple_scenario_id, 158064 as generation_plant_id, 2007 as year, month, hydro_min_flow_mw, hydro_avg_flow_mw FROM switch.hydro_historical_monthly_capacity_factors WHERE generation_plant_id = 1157631170 AND hydro_simple_scenario_id = 1;
INSERT INTO switch.hydro_historical_monthly_capacity_factors (hydro_simple_scenario_id, generation_plant_id, year, month, hydro_min_flow_mw, hydro_avg_flow_mw) SELECT 21 as hydro_simple_scenario_id, 158065 as generation_plant_id, 2007 as year, month, hydro_min_flow_mw, hydro_avg_flow_mw FROM switch.hydro_historical_monthly_capacity_factors WHERE generation_plant_id = 1157631171 AND hydro_simple_scenario_id = 1;
INSERT INTO switch.hydro_historical_monthly_capacity_factors (hydro_simple_scenario_id, generation_plant_id, year, month, hydro_min_flow_mw, hydro_avg_flow_mw) SELECT 21 as hydro_simple_scenario_id, 158066 as generation_plant_id, 2007 as year, month, hydro_min_flow_mw, hydro_avg_flow_mw FROM switch.hydro_historical_monthly_capacity_factors WHERE generation_plant_id = 1157631172 AND hydro_simple_scenario_id = 1;
INSERT INTO switch.hydro_historical_monthly_capacity_factors (hydro_simple_scenario_id, generation_plant_id, year, month, hydro_min_flow_mw, hydro_avg_flow_mw) SELECT 21 as hydro_simple_scenario_id, 158067 as generation_plant_id, 2007 as year, month, hydro_min_flow_mw, hydro_avg_flow_mw FROM switch.hydro_historical_monthly_capacity_factors WHERE generation_plant_id = 1157631173 AND hydro_simple_scenario_id = 1;
INSERT INTO switch.hydro_historical_monthly_capacity_factors (hydro_simple_scenario_id, generation_plant_id, year, month, hydro_min_flow_mw, hydro_avg_flow_mw) SELECT 21 as hydro_simple_scenario_id, 158009 as generation_plant_id, 2007 as year, month, hydro_min_flow_mw, hydro_avg_flow_mw FROM switch.hydro_historical_monthly_capacity_factors WHERE generation_plant_id = 1157631082 AND hydro_simple_scenario_id = 1;
INSERT INTO switch.hydro_historical_monthly_capacity_factors (hydro_simple_scenario_id, generation_plant_id, year, month, hydro_min_flow_mw, hydro_avg_flow_mw) SELECT 21 as hydro_simple_scenario_id, 158014 as generation_plant_id, 2007 as year, month, hydro_min_flow_mw, hydro_avg_flow_mw FROM switch.hydro_historical_monthly_capacity_factors WHERE generation_plant_id = 1157631087 AND hydro_simple_scenario_id = 1;

## hydro_historical_cf_2008
INSERT INTO switch.hydro_historical_monthly_capacity_factors (hydro_simple_scenario_id, generation_plant_id, year, month, hydro_min_flow_mw, hydro_avg_flow_mw)
SELECT 21 as hydro_simple_scenario_id, 154089 as generation_plant_id, 2004 as year, month, hydro_min_flow_mw, hydro_avg_flow_mw
FROM switch.hydro_historical_monthly_capacity_factors
WHERE generation_plant_id = 5000830
AND hydro_simple_scenario_id = 1
INSERT INTO switch.hydro_historical_monthly_capacity_factors (hydro_simple_scenario_id, generation_plant_id, year, month, hydro_min_flow_mw, hydro_avg_flow_mw) SELECT 21 as hydro_simple_scenario_id, | new_id | as generation_plant_id, | 2008 | as year, month, hydro_min_flow_mw, hydro_avg_flow_mw FROM switch.hydro_historical_monthly_capacity_factors WHERE generation_plant_id = | old_id | AND hydro_simple_scenario_id = 1;
INSERT INTO switch.hydro_historical_monthly_capacity_factors (hydro_simple_scenario_id, generation_plant_id, year, month, hydro_min_flow_mw, hydro_avg_flow_mw) SELECT 21 as hydro_simple_scenario_id, 157846 as generation_plant_id, 2008 as year, month, hydro_min_flow_mw, hydro_avg_flow_mw FROM switch.hydro_historical_monthly_capacity_factors WHERE generation_plant_id = 5000830 AND hydro_simple_scenario_id = 1;
INSERT INTO switch.hydro_historical_monthly_capacity_factors (hydro_simple_scenario_id, generation_plant_id, year, month, hydro_min_flow_mw, hydro_avg_flow_mw) SELECT 21 as hydro_simple_scenario_id, 157959 as generation_plant_id, 2008 as year, month, hydro_min_flow_mw, hydro_avg_flow_mw FROM switch.hydro_historical_monthly_capacity_factors WHERE generation_plant_id = 1157631032 AND hydro_simple_scenario_id = 1;
INSERT INTO switch.hydro_historical_monthly_capacity_factors (hydro_simple_scenario_id, generation_plant_id, year, month, hydro_min_flow_mw, hydro_avg_flow_mw) SELECT 21 as hydro_simple_scenario_id, 157847 as generation_plant_id, 2008 as year, month, hydro_min_flow_mw, hydro_avg_flow_mw FROM switch.hydro_historical_monthly_capacity_factors WHERE generation_plant_id = 5000831 AND hydro_simple_scenario_id = 1;
INSERT INTO switch.hydro_historical_monthly_capacity_factors (hydro_simple_scenario_id, generation_plant_id, year, month, hydro_min_flow_mw, hydro_avg_flow_mw) SELECT 21 as hydro_simple_scenario_id, 158008 as generation_plant_id, 2008 as year, month, hydro_min_flow_mw, hydro_avg_flow_mw FROM switch.hydro_historical_monthly_capacity_factors WHERE generation_plant_id = 1157631081 AND hydro_simple_scenario_id = 1;
INSERT INTO switch.hydro_historical_monthly_capacity_factors (hydro_simple_scenario_id, generation_plant_id, year, month, hydro_min_flow_mw, hydro_avg_flow_mw) SELECT 21 as hydro_simple_scenario_id, 157848 as generation_plant_id, 2008 as year, month, hydro_min_flow_mw, hydro_avg_flow_mw FROM switch.hydro_historical_monthly_capacity_factors WHERE generation_plant_id = 5000832 AND hydro_simple_scenario_id = 1;
INSERT INTO switch.hydro_historical_monthly_capacity_factors (hydro_simple_scenario_id, generation_plant_id, year, month, hydro_min_flow_mw, hydro_avg_flow_mw) SELECT 21 as hydro_simple_scenario_id, 157849 as generation_plant_id, 2008 as year, month, hydro_min_flow_mw, hydro_avg_flow_mw FROM switch.hydro_historical_monthly_capacity_factors WHERE generation_plant_id = 5000833 AND hydro_simple_scenario_id = 1;
INSERT INTO switch.hydro_historical_monthly_capacity_factors (hydro_simple_scenario_id, generation_plant_id, year, month, hydro_min_flow_mw, hydro_avg_flow_mw) SELECT 21 as hydro_simple_scenario_id, 157851 as generation_plant_id, 2008 as year, month, hydro_min_flow_mw, hydro_avg_flow_mw FROM switch.hydro_historical_monthly_capacity_factors WHERE generation_plant_id = 5000835 AND hydro_simple_scenario_id = 1;
INSERT INTO switch.hydro_historical_monthly_capacity_factors (hydro_simple_scenario_id, generation_plant_id, year, month, hydro_min_flow_mw, hydro_avg_flow_mw) SELECT 21 as hydro_simple_scenario_id, 157850 as generation_plant_id, 2008 as year, month, hydro_min_flow_mw, hydro_avg_flow_mw FROM switch.hydro_historical_monthly_capacity_factors WHERE generation_plant_id = 5000834 AND hydro_simple_scenario_id = 1;
INSERT INTO switch.hydro_historical_monthly_capacity_factors (hydro_simple_scenario_id, generation_plant_id, year, month, hydro_min_flow_mw, hydro_avg_flow_mw) SELECT 21 as hydro_simple_scenario_id, 158044 as generation_plant_id, 2008 as year, month, hydro_min_flow_mw, hydro_avg_flow_mw FROM switch.hydro_historical_monthly_capacity_factors WHERE generation_plant_id = 1157631117 AND hydro_simple_scenario_id = 1;
INSERT INTO switch.hydro_historical_monthly_capacity_factors (hydro_simple_scenario_id, generation_plant_id, year, month, hydro_min_flow_mw, hydro_avg_flow_mw) SELECT 21 as hydro_simple_scenario_id, 157961 as generation_plant_id, 2008 as year, month, hydro_min_flow_mw, hydro_avg_flow_mw FROM switch.hydro_historical_monthly_capacity_factors WHERE generation_plant_id = 1157631034 AND hydro_simple_scenario_id = 1;
INSERT INTO switch.hydro_historical_monthly_capacity_factors (hydro_simple_scenario_id, generation_plant_id, year, month, hydro_min_flow_mw, hydro_avg_flow_mw) SELECT 21 as hydro_simple_scenario_id, 157960 as generation_plant_id, 2008 as year, month, hydro_min_flow_mw, hydro_avg_flow_mw FROM switch.hydro_historical_monthly_capacity_factors WHERE generation_plant_id = 1157631033 AND hydro_simple_scenario_id = 1;
INSERT INTO switch.hydro_historical_monthly_capacity_factors (hydro_simple_scenario_id, generation_plant_id, year, month, hydro_min_flow_mw, hydro_avg_flow_mw) SELECT 21 as hydro_simple_scenario_id, 157824 as generation_plant_id, 2008 as year, month, hydro_min_flow_mw, hydro_avg_flow_mw FROM switch.hydro_historical_monthly_capacity_factors WHERE generation_plant_id = 5000808 AND hydro_simple_scenario_id = 1;
INSERT INTO switch.hydro_historical_monthly_capacity_factors (hydro_simple_scenario_id, generation_plant_id, year, month, hydro_min_flow_mw, hydro_avg_flow_mw) SELECT 21 as hydro_simple_scenario_id, 157971 as generation_plant_id, 2008 as year, month, hydro_min_flow_mw, hydro_avg_flow_mw FROM switch.hydro_historical_monthly_capacity_factors WHERE generation_plant_id = 1157631044 AND hydro_simple_scenario_id = 1;
INSERT INTO switch.hydro_historical_monthly_capacity_factors (hydro_simple_scenario_id, generation_plant_id, year, month, hydro_min_flow_mw, hydro_avg_flow_mw) SELECT 21 as hydro_simple_scenario_id, 157972 as generation_plant_id, 2008 as year, month, hydro_min_flow_mw, hydro_avg_flow_mw FROM switch.hydro_historical_monthly_capacity_factors WHERE generation_plant_id = 1157631045 AND hydro_simple_scenario_id = 1;
INSERT INTO switch.hydro_historical_monthly_capacity_factors (hydro_simple_scenario_id, generation_plant_id, year, month, hydro_min_flow_mw, hydro_avg_flow_mw) SELECT 21 as hydro_simple_scenario_id, 157970 as generation_plant_id, 2008 as year, month, hydro_min_flow_mw, hydro_avg_flow_mw FROM switch.hydro_historical_monthly_capacity_factors WHERE generation_plant_id = 1157631043 AND hydro_simple_scenario_id = 1;
INSERT INTO switch.hydro_historical_monthly_capacity_factors (hydro_simple_scenario_id, generation_plant_id, year, month, hydro_min_flow_mw, hydro_avg_flow_mw) SELECT 21 as hydro_simple_scenario_id, 157945 as generation_plant_id, 2008 as year, month, hydro_min_flow_mw, hydro_avg_flow_mw FROM switch.hydro_historical_monthly_capacity_factors WHERE generation_plant_id = 1157631018 AND hydro_simple_scenario_id = 1;
INSERT INTO switch.hydro_historical_monthly_capacity_factors (hydro_simple_scenario_id, generation_plant_id, year, month, hydro_min_flow_mw, hydro_avg_flow_mw) SELECT 21 as hydro_simple_scenario_id, 157825 as generation_plant_id, 2008 as year, month, hydro_min_flow_mw, hydro_avg_flow_mw FROM switch.hydro_historical_monthly_capacity_factors WHERE generation_plant_id = 5000809 AND hydro_simple_scenario_id = 1;
INSERT INTO switch.hydro_historical_monthly_capacity_factors (hydro_simple_scenario_id, generation_plant_id, year, month, hydro_min_flow_mw, hydro_avg_flow_mw) SELECT 21 as hydro_simple_scenario_id, 157826 as generation_plant_id, 2008 as year, month, hydro_min_flow_mw, hydro_avg_flow_mw FROM switch.hydro_historical_monthly_capacity_factors WHERE generation_plant_id = 5000810 AND hydro_simple_scenario_id = 1;
INSERT INTO switch.hydro_historical_monthly_capacity_factors (hydro_simple_scenario_id, generation_plant_id, year, month, hydro_min_flow_mw, hydro_avg_flow_mw) SELECT 21 as hydro_simple_scenario_id, 157827 as generation_plant_id, 2008 as year, month, hydro_min_flow_mw, hydro_avg_flow_mw FROM switch.hydro_historical_monthly_capacity_factors WHERE generation_plant_id = 5000811 AND hydro_simple_scenario_id = 1;
INSERT INTO switch.hydro_historical_monthly_capacity_factors (hydro_simple_scenario_id, generation_plant_id, year, month, hydro_min_flow_mw, hydro_avg_flow_mw) SELECT 21 as hydro_simple_scenario_id, 157852 as generation_plant_id, 2008 as year, month, hydro_min_flow_mw, hydro_avg_flow_mw FROM switch.hydro_historical_monthly_capacity_factors WHERE generation_plant_id = 5000836 AND hydro_simple_scenario_id = 1;
INSERT INTO switch.hydro_historical_monthly_capacity_factors (hydro_simple_scenario_id, generation_plant_id, year, month, hydro_min_flow_mw, hydro_avg_flow_mw) SELECT 21 as hydro_simple_scenario_id, 157853 as generation_plant_id, 2008 as year, month, hydro_min_flow_mw, hydro_avg_flow_mw FROM switch.hydro_historical_monthly_capacity_factors WHERE generation_plant_id = 5000837 AND hydro_simple_scenario_id = 1;
INSERT INTO switch.hydro_historical_monthly_capacity_factors (hydro_simple_scenario_id, generation_plant_id, year, month, hydro_min_flow_mw, hydro_avg_flow_mw) SELECT 21 as hydro_simple_scenario_id, 157828 as generation_plant_id, 2008 as year, month, hydro_min_flow_mw, hydro_avg_flow_mw FROM switch.hydro_historical_monthly_capacity_factors WHERE generation_plant_id = 5000812 AND hydro_simple_scenario_id = 1;
INSERT INTO switch.hydro_historical_monthly_capacity_factors (hydro_simple_scenario_id, generation_plant_id, year, month, hydro_min_flow_mw, hydro_avg_flow_mw) SELECT 21 as hydro_simple_scenario_id, 157829 as generation_plant_id, 2008 as year, month, hydro_min_flow_mw, hydro_avg_flow_mw FROM switch.hydro_historical_monthly_capacity_factors WHERE generation_plant_id = 5000813 AND hydro_simple_scenario_id = 1;
INSERT INTO switch.hydro_historical_monthly_capacity_factors (hydro_simple_scenario_id, generation_plant_id, year, month, hydro_min_flow_mw, hydro_avg_flow_mw) SELECT 21 as hydro_simple_scenario_id, 157854 as generation_plant_id, 2008 as year, month, hydro_min_flow_mw, hydro_avg_flow_mw FROM switch.hydro_historical_monthly_capacity_factors WHERE generation_plant_id = 5000838 AND hydro_simple_scenario_id = 1;
INSERT INTO switch.hydro_historical_monthly_capacity_factors (hydro_simple_scenario_id, generation_plant_id, year, month, hydro_min_flow_mw, hydro_avg_flow_mw) SELECT 21 as hydro_simple_scenario_id, 157855 as generation_plant_id, 2008 as year, month, hydro_min_flow_mw, hydro_avg_flow_mw FROM switch.hydro_historical_monthly_capacity_factors WHERE generation_plant_id = 5000839 AND hydro_simple_scenario_id = 1;
INSERT INTO switch.hydro_historical_monthly_capacity_factors (hydro_simple_scenario_id, generation_plant_id, year, month, hydro_min_flow_mw, hydro_avg_flow_mw) SELECT 21 as hydro_simple_scenario_id, 157856 as generation_plant_id, 2008 as year, month, hydro_min_flow_mw, hydro_avg_flow_mw FROM switch.hydro_historical_monthly_capacity_factors WHERE generation_plant_id = 5000840 AND hydro_simple_scenario_id = 1;
INSERT INTO switch.hydro_historical_monthly_capacity_factors (hydro_simple_scenario_id, generation_plant_id, year, month, hydro_min_flow_mw, hydro_avg_flow_mw) SELECT 21 as hydro_simple_scenario_id, 157857 as generation_plant_id, 2008 as year, month, hydro_min_flow_mw, hydro_avg_flow_mw FROM switch.hydro_historical_monthly_capacity_factors WHERE generation_plant_id = 5000841 AND hydro_simple_scenario_id = 1;
INSERT INTO switch.hydro_historical_monthly_capacity_factors (hydro_simple_scenario_id, generation_plant_id, year, month, hydro_min_flow_mw, hydro_avg_flow_mw) SELECT 21 as hydro_simple_scenario_id, 157858 as generation_plant_id, 2008 as year, month, hydro_min_flow_mw, hydro_avg_flow_mw FROM switch.hydro_historical_monthly_capacity_factors WHERE generation_plant_id = 5000842 AND hydro_simple_scenario_id = 1;
INSERT INTO switch.hydro_historical_monthly_capacity_factors (hydro_simple_scenario_id, generation_plant_id, year, month, hydro_min_flow_mw, hydro_avg_flow_mw) SELECT 21 as hydro_simple_scenario_id, 158046 as generation_plant_id, 2008 as year, month, hydro_min_flow_mw, hydro_avg_flow_mw FROM switch.hydro_historical_monthly_capacity_factors WHERE generation_plant_id = 1157631119 AND hydro_simple_scenario_id = 1;
INSERT INTO switch.hydro_historical_monthly_capacity_factors (hydro_simple_scenario_id, generation_plant_id, year, month, hydro_min_flow_mw, hydro_avg_flow_mw) SELECT 21 as hydro_simple_scenario_id, 158047 as generation_plant_id, 2008 as year, month, hydro_min_flow_mw, hydro_avg_flow_mw FROM switch.hydro_historical_monthly_capacity_factors WHERE generation_plant_id = 1157631120 AND hydro_simple_scenario_id = 1;
INSERT INTO switch.hydro_historical_monthly_capacity_factors (hydro_simple_scenario_id, generation_plant_id, year, month, hydro_min_flow_mw, hydro_avg_flow_mw) SELECT 21 as hydro_simple_scenario_id, 158048 as generation_plant_id, 2008 as year, month, hydro_min_flow_mw, hydro_avg_flow_mw FROM switch.hydro_historical_monthly_capacity_factors WHERE generation_plant_id = 1157631121 AND hydro_simple_scenario_id = 1;
INSERT INTO switch.hydro_historical_monthly_capacity_factors (hydro_simple_scenario_id, generation_plant_id, year, month, hydro_min_flow_mw, hydro_avg_flow_mw) SELECT 21 as hydro_simple_scenario_id, 158049 as generation_plant_id, 2008 as year, month, hydro_min_flow_mw, hydro_avg_flow_mw FROM switch.hydro_historical_monthly_capacity_factors WHERE generation_plant_id = 1157631122 AND hydro_simple_scenario_id = 1;
INSERT INTO switch.hydro_historical_monthly_capacity_factors (hydro_simple_scenario_id, generation_plant_id, year, month, hydro_min_flow_mw, hydro_avg_flow_mw) SELECT 21 as hydro_simple_scenario_id, 158050 as generation_plant_id, 2008 as year, month, hydro_min_flow_mw, hydro_avg_flow_mw FROM switch.hydro_historical_monthly_capacity_factors WHERE generation_plant_id = 1157631123 AND hydro_simple_scenario_id = 1;
INSERT INTO switch.hydro_historical_monthly_capacity_factors (hydro_simple_scenario_id, generation_plant_id, year, month, hydro_min_flow_mw, hydro_avg_flow_mw) SELECT 21 as hydro_simple_scenario_id, 158051 as generation_plant_id, 2008 as year, month, hydro_min_flow_mw, hydro_avg_flow_mw FROM switch.hydro_historical_monthly_capacity_factors WHERE generation_plant_id = 1157631124 AND hydro_simple_scenario_id = 1;
INSERT INTO switch.hydro_historical_monthly_capacity_factors (hydro_simple_scenario_id, generation_plant_id, year, month, hydro_min_flow_mw, hydro_avg_flow_mw) SELECT 21 as hydro_simple_scenario_id, 157859 as generation_plant_id, 2008 as year, month, hydro_min_flow_mw, hydro_avg_flow_mw FROM switch.hydro_historical_monthly_capacity_factors WHERE generation_plant_id = 5000843 AND hydro_simple_scenario_id = 1;
INSERT INTO switch.hydro_historical_monthly_capacity_factors (hydro_simple_scenario_id, generation_plant_id, year, month, hydro_min_flow_mw, hydro_avg_flow_mw) SELECT 21 as hydro_simple_scenario_id, 157860 as generation_plant_id, 2008 as year, month, hydro_min_flow_mw, hydro_avg_flow_mw FROM switch.hydro_historical_monthly_capacity_factors WHERE generation_plant_id = 5000844 AND hydro_simple_scenario_id = 1;
INSERT INTO switch.hydro_historical_monthly_capacity_factors (hydro_simple_scenario_id, generation_plant_id, year, month, hydro_min_flow_mw, hydro_avg_flow_mw) SELECT 21 as hydro_simple_scenario_id, 157940 as generation_plant_id, 2008 as year, month, hydro_min_flow_mw, hydro_avg_flow_mw FROM switch.hydro_historical_monthly_capacity_factors WHERE generation_plant_id = 1157631013 AND hydro_simple_scenario_id = 1;
INSERT INTO switch.hydro_historical_monthly_capacity_factors (hydro_simple_scenario_id, generation_plant_id, year, month, hydro_min_flow_mw, hydro_avg_flow_mw) SELECT 21 as hydro_simple_scenario_id, 157978 as generation_plant_id, 2008 as year, month, hydro_min_flow_mw, hydro_avg_flow_mw FROM switch.hydro_historical_monthly_capacity_factors WHERE generation_plant_id = 1157631051 AND hydro_simple_scenario_id = 1;
INSERT INTO switch.hydro_historical_monthly_capacity_factors (hydro_simple_scenario_id, generation_plant_id, year, month, hydro_min_flow_mw, hydro_avg_flow_mw) SELECT 21 as hydro_simple_scenario_id, 157861 as generation_plant_id, 2008 as year, month, hydro_min_flow_mw, hydro_avg_flow_mw FROM switch.hydro_historical_monthly_capacity_factors WHERE generation_plant_id = 5000845 AND hydro_simple_scenario_id = 1;
INSERT INTO switch.hydro_historical_monthly_capacity_factors (hydro_simple_scenario_id, generation_plant_id, year, month, hydro_min_flow_mw, hydro_avg_flow_mw) SELECT 21 as hydro_simple_scenario_id, 158018 as generation_plant_id, 2008 as year, month, hydro_min_flow_mw, hydro_avg_flow_mw FROM switch.hydro_historical_monthly_capacity_factors WHERE generation_plant_id = 1157631091 AND hydro_simple_scenario_id = 1;
INSERT INTO switch.hydro_historical_monthly_capacity_factors (hydro_simple_scenario_id, generation_plant_id, year, month, hydro_min_flow_mw, hydro_avg_flow_mw) SELECT 21 as hydro_simple_scenario_id, 158019 as generation_plant_id, 2008 as year, month, hydro_min_flow_mw, hydro_avg_flow_mw FROM switch.hydro_historical_monthly_capacity_factors WHERE generation_plant_id = 1157631092 AND hydro_simple_scenario_id = 1;
INSERT INTO switch.hydro_historical_monthly_capacity_factors (hydro_simple_scenario_id, generation_plant_id, year, month, hydro_min_flow_mw, hydro_avg_flow_mw) SELECT 21 as hydro_simple_scenario_id, 157830 as generation_plant_id, 2008 as year, month, hydro_min_flow_mw, hydro_avg_flow_mw FROM switch.hydro_historical_monthly_capacity_factors WHERE generation_plant_id = 5000814 AND hydro_simple_scenario_id = 1;
INSERT INTO switch.hydro_historical_monthly_capacity_factors (hydro_simple_scenario_id, generation_plant_id, year, month, hydro_min_flow_mw, hydro_avg_flow_mw) SELECT 21 as hydro_simple_scenario_id, 157958 as generation_plant_id, 2008 as year, month, hydro_min_flow_mw, hydro_avg_flow_mw FROM switch.hydro_historical_monthly_capacity_factors WHERE generation_plant_id = 1157631031 AND hydro_simple_scenario_id = 1;
INSERT INTO switch.hydro_historical_monthly_capacity_factors (hydro_simple_scenario_id, generation_plant_id, year, month, hydro_min_flow_mw, hydro_avg_flow_mw) SELECT 21 as hydro_simple_scenario_id, 157950 as generation_plant_id, 2008 as year, month, hydro_min_flow_mw, hydro_avg_flow_mw FROM switch.hydro_historical_monthly_capacity_factors WHERE generation_plant_id = 1157631023 AND hydro_simple_scenario_id = 1;
INSERT INTO switch.hydro_historical_monthly_capacity_factors (hydro_simple_scenario_id, generation_plant_id, year, month, hydro_min_flow_mw, hydro_avg_flow_mw) SELECT 21 as hydro_simple_scenario_id, 157941 as generation_plant_id, 2008 as year, month, hydro_min_flow_mw, hydro_avg_flow_mw FROM switch.hydro_historical_monthly_capacity_factors WHERE generation_plant_id = 1157631014 AND hydro_simple_scenario_id = 1;
INSERT INTO switch.hydro_historical_monthly_capacity_factors (hydro_simple_scenario_id, generation_plant_id, year, month, hydro_min_flow_mw, hydro_avg_flow_mw) SELECT 21 as hydro_simple_scenario_id, 158031 as generation_plant_id, 2008 as year, month, hydro_min_flow_mw, hydro_avg_flow_mw FROM switch.hydro_historical_monthly_capacity_factors WHERE generation_plant_id = 1157631104 AND hydro_simple_scenario_id = 1;
INSERT INTO switch.hydro_historical_monthly_capacity_factors (hydro_simple_scenario_id, generation_plant_id, year, month, hydro_min_flow_mw, hydro_avg_flow_mw) SELECT 21 as hydro_simple_scenario_id, 158028 as generation_plant_id, 2008 as year, month, hydro_min_flow_mw, hydro_avg_flow_mw FROM switch.hydro_historical_monthly_capacity_factors WHERE generation_plant_id = 1157631101 AND hydro_simple_scenario_id = 1;
INSERT INTO switch.hydro_historical_monthly_capacity_factors (hydro_simple_scenario_id, generation_plant_id, year, month, hydro_min_flow_mw, hydro_avg_flow_mw) SELECT 21 as hydro_simple_scenario_id, 158029 as generation_plant_id, 2008 as year, month, hydro_min_flow_mw, hydro_avg_flow_mw FROM switch.hydro_historical_monthly_capacity_factors WHERE generation_plant_id = 1157631102 AND hydro_simple_scenario_id = 1;
INSERT INTO switch.hydro_historical_monthly_capacity_factors (hydro_simple_scenario_id, generation_plant_id, year, month, hydro_min_flow_mw, hydro_avg_flow_mw) SELECT 21 as hydro_simple_scenario_id, 158030 as generation_plant_id, 2008 as year, month, hydro_min_flow_mw, hydro_avg_flow_mw FROM switch.hydro_historical_monthly_capacity_factors WHERE generation_plant_id = 1157631103 AND hydro_simple_scenario_id = 1;
INSERT INTO switch.hydro_historical_monthly_capacity_factors (hydro_simple_scenario_id, generation_plant_id, year, month, hydro_min_flow_mw, hydro_avg_flow_mw) SELECT 21 as hydro_simple_scenario_id, 158034 as generation_plant_id, 2008 as year, month, hydro_min_flow_mw, hydro_avg_flow_mw FROM switch.hydro_historical_monthly_capacity_factors WHERE generation_plant_id = 1157631107 AND hydro_simple_scenario_id = 1;
INSERT INTO switch.hydro_historical_monthly_capacity_factors (hydro_simple_scenario_id, generation_plant_id, year, month, hydro_min_flow_mw, hydro_avg_flow_mw) SELECT 21 as hydro_simple_scenario_id, 158036 as generation_plant_id, 2008 as year, month, hydro_min_flow_mw, hydro_avg_flow_mw FROM switch.hydro_historical_monthly_capacity_factors WHERE generation_plant_id = 1157631109 AND hydro_simple_scenario_id = 1;
INSERT INTO switch.hydro_historical_monthly_capacity_factors (hydro_simple_scenario_id, generation_plant_id, year, month, hydro_min_flow_mw, hydro_avg_flow_mw) SELECT 21 as hydro_simple_scenario_id, 158037 as generation_plant_id, 2008 as year, month, hydro_min_flow_mw, hydro_avg_flow_mw FROM switch.hydro_historical_monthly_capacity_factors WHERE generation_plant_id = 1157631110 AND hydro_simple_scenario_id = 1;
INSERT INTO switch.hydro_historical_monthly_capacity_factors (hydro_simple_scenario_id, generation_plant_id, year, month, hydro_min_flow_mw, hydro_avg_flow_mw) SELECT 21 as hydro_simple_scenario_id, 158039 as generation_plant_id, 2008 as year, month, hydro_min_flow_mw, hydro_avg_flow_mw FROM switch.hydro_historical_monthly_capacity_factors WHERE generation_plant_id = 1157631112 AND hydro_simple_scenario_id = 1;
INSERT INTO switch.hydro_historical_monthly_capacity_factors (hydro_simple_scenario_id, generation_plant_id, year, month, hydro_min_flow_mw, hydro_avg_flow_mw) SELECT 21 as hydro_simple_scenario_id, 158038 as generation_plant_id, 2008 as year, month, hydro_min_flow_mw, hydro_avg_flow_mw FROM switch.hydro_historical_monthly_capacity_factors WHERE generation_plant_id = 1157631111 AND hydro_simple_scenario_id = 1;
INSERT INTO switch.hydro_historical_monthly_capacity_factors (hydro_simple_scenario_id, generation_plant_id, year, month, hydro_min_flow_mw, hydro_avg_flow_mw) SELECT 21 as hydro_simple_scenario_id, 158027 as generation_plant_id, 2008 as year, month, hydro_min_flow_mw, hydro_avg_flow_mw FROM switch.hydro_historical_monthly_capacity_factors WHERE generation_plant_id = 1157631100 AND hydro_simple_scenario_id = 1;
INSERT INTO switch.hydro_historical_monthly_capacity_factors (hydro_simple_scenario_id, generation_plant_id, year, month, hydro_min_flow_mw, hydro_avg_flow_mw) SELECT 21 as hydro_simple_scenario_id, 158035 as generation_plant_id, 2008 as year, month, hydro_min_flow_mw, hydro_avg_flow_mw FROM switch.hydro_historical_monthly_capacity_factors WHERE generation_plant_id = 1157631108 AND hydro_simple_scenario_id = 1;
INSERT INTO switch.hydro_historical_monthly_capacity_factors (hydro_simple_scenario_id, generation_plant_id, year, month, hydro_min_flow_mw, hydro_avg_flow_mw) SELECT 21 as hydro_simple_scenario_id, 158033 as generation_plant_id, 2008 as year, month, hydro_min_flow_mw, hydro_avg_flow_mw FROM switch.hydro_historical_monthly_capacity_factors WHERE generation_plant_id = 1157631106 AND hydro_simple_scenario_id = 1;
INSERT INTO switch.hydro_historical_monthly_capacity_factors (hydro_simple_scenario_id, generation_plant_id, year, month, hydro_min_flow_mw, hydro_avg_flow_mw) SELECT 21 as hydro_simple_scenario_id, 158032 as generation_plant_id, 2008 as year, month, hydro_min_flow_mw, hydro_avg_flow_mw FROM switch.hydro_historical_monthly_capacity_factors WHERE generation_plant_id = 1157631105 AND hydro_simple_scenario_id = 1;
INSERT INTO switch.hydro_historical_monthly_capacity_factors (hydro_simple_scenario_id, generation_plant_id, year, month, hydro_min_flow_mw, hydro_avg_flow_mw) SELECT 21 as hydro_simple_scenario_id, 157862 as generation_plant_id, 2008 as year, month, hydro_min_flow_mw, hydro_avg_flow_mw FROM switch.hydro_historical_monthly_capacity_factors WHERE generation_plant_id = 5000846 AND hydro_simple_scenario_id = 1;
INSERT INTO switch.hydro_historical_monthly_capacity_factors (hydro_simple_scenario_id, generation_plant_id, year, month, hydro_min_flow_mw, hydro_avg_flow_mw) SELECT 21 as hydro_simple_scenario_id, 157831 as generation_plant_id, 2008 as year, month, hydro_min_flow_mw, hydro_avg_flow_mw FROM switch.hydro_historical_monthly_capacity_factors WHERE generation_plant_id = 5000815 AND hydro_simple_scenario_id = 1;
INSERT INTO switch.hydro_historical_monthly_capacity_factors (hydro_simple_scenario_id, generation_plant_id, year, month, hydro_min_flow_mw, hydro_avg_flow_mw) SELECT 21 as hydro_simple_scenario_id, 157863 as generation_plant_id, 2008 as year, month, hydro_min_flow_mw, hydro_avg_flow_mw FROM switch.hydro_historical_monthly_capacity_factors WHERE generation_plant_id = 5000847 AND hydro_simple_scenario_id = 1;
INSERT INTO switch.hydro_historical_monthly_capacity_factors (hydro_simple_scenario_id, generation_plant_id, year, month, hydro_min_flow_mw, hydro_avg_flow_mw) SELECT 21 as hydro_simple_scenario_id, 157864 as generation_plant_id, 2008 as year, month, hydro_min_flow_mw, hydro_avg_flow_mw FROM switch.hydro_historical_monthly_capacity_factors WHERE generation_plant_id = 5000848 AND hydro_simple_scenario_id = 1;
INSERT INTO switch.hydro_historical_monthly_capacity_factors (hydro_simple_scenario_id, generation_plant_id, year, month, hydro_min_flow_mw, hydro_avg_flow_mw) SELECT 21 as hydro_simple_scenario_id, 157865 as generation_plant_id, 2008 as year, month, hydro_min_flow_mw, hydro_avg_flow_mw FROM switch.hydro_historical_monthly_capacity_factors WHERE generation_plant_id = 5000849 AND hydro_simple_scenario_id = 1;
INSERT INTO switch.hydro_historical_monthly_capacity_factors (hydro_simple_scenario_id, generation_plant_id, year, month, hydro_min_flow_mw, hydro_avg_flow_mw) SELECT 21 as hydro_simple_scenario_id, 157866 as generation_plant_id, 2008 as year, month, hydro_min_flow_mw, hydro_avg_flow_mw FROM switch.hydro_historical_monthly_capacity_factors WHERE generation_plant_id = 5000850 AND hydro_simple_scenario_id = 1;
INSERT INTO switch.hydro_historical_monthly_capacity_factors (hydro_simple_scenario_id, generation_plant_id, year, month, hydro_min_flow_mw, hydro_avg_flow_mw) SELECT 21 as hydro_simple_scenario_id, 157993 as generation_plant_id, 2008 as year, month, hydro_min_flow_mw, hydro_avg_flow_mw FROM switch.hydro_historical_monthly_capacity_factors WHERE generation_plant_id = 1157631066 AND hydro_simple_scenario_id = 1;
INSERT INTO switch.hydro_historical_monthly_capacity_factors (hydro_simple_scenario_id, generation_plant_id, year, month, hydro_min_flow_mw, hydro_avg_flow_mw) SELECT 21 as hydro_simple_scenario_id, 157995 as generation_plant_id, 2008 as year, month, hydro_min_flow_mw, hydro_avg_flow_mw FROM switch.hydro_historical_monthly_capacity_factors WHERE generation_plant_id = 1157631068 AND hydro_simple_scenario_id = 1;
INSERT INTO switch.hydro_historical_monthly_capacity_factors (hydro_simple_scenario_id, generation_plant_id, year, month, hydro_min_flow_mw, hydro_avg_flow_mw) SELECT 21 as hydro_simple_scenario_id, 157867 as generation_plant_id, 2008 as year, month, hydro_min_flow_mw, hydro_avg_flow_mw FROM switch.hydro_historical_monthly_capacity_factors WHERE generation_plant_id = 5000851 AND hydro_simple_scenario_id = 1;
INSERT INTO switch.hydro_historical_monthly_capacity_factors (hydro_simple_scenario_id, generation_plant_id, year, month, hydro_min_flow_mw, hydro_avg_flow_mw) SELECT 21 as hydro_simple_scenario_id, 158006 as generation_plant_id, 2008 as year, month, hydro_min_flow_mw, hydro_avg_flow_mw FROM switch.hydro_historical_monthly_capacity_factors WHERE generation_plant_id = 1157631079 AND hydro_simple_scenario_id = 1;
INSERT INTO switch.hydro_historical_monthly_capacity_factors (hydro_simple_scenario_id, generation_plant_id, year, month, hydro_min_flow_mw, hydro_avg_flow_mw) SELECT 21 as hydro_simple_scenario_id, 157868 as generation_plant_id, 2008 as year, month, hydro_min_flow_mw, hydro_avg_flow_mw FROM switch.hydro_historical_monthly_capacity_factors WHERE generation_plant_id = 5000852 AND hydro_simple_scenario_id = 1;
INSERT INTO switch.hydro_historical_monthly_capacity_factors (hydro_simple_scenario_id, generation_plant_id, year, month, hydro_min_flow_mw, hydro_avg_flow_mw) SELECT 21 as hydro_simple_scenario_id, 157832 as generation_plant_id, 2008 as year, month, hydro_min_flow_mw, hydro_avg_flow_mw FROM switch.hydro_historical_monthly_capacity_factors WHERE generation_plant_id = 5000816 AND hydro_simple_scenario_id = 1;
INSERT INTO switch.hydro_historical_monthly_capacity_factors (hydro_simple_scenario_id, generation_plant_id, year, month, hydro_min_flow_mw, hydro_avg_flow_mw) SELECT 21 as hydro_simple_scenario_id, 157869 as generation_plant_id, 2008 as year, month, hydro_min_flow_mw, hydro_avg_flow_mw FROM switch.hydro_historical_monthly_capacity_factors WHERE generation_plant_id = 5000853 AND hydro_simple_scenario_id = 1;
INSERT INTO switch.hydro_historical_monthly_capacity_factors (hydro_simple_scenario_id, generation_plant_id, year, month, hydro_min_flow_mw, hydro_avg_flow_mw) SELECT 21 as hydro_simple_scenario_id, 157870 as generation_plant_id, 2008 as year, month, hydro_min_flow_mw, hydro_avg_flow_mw FROM switch.hydro_historical_monthly_capacity_factors WHERE generation_plant_id = 5000854 AND hydro_simple_scenario_id = 1;
INSERT INTO switch.hydro_historical_monthly_capacity_factors (hydro_simple_scenario_id, generation_plant_id, year, month, hydro_min_flow_mw, hydro_avg_flow_mw) SELECT 21 as hydro_simple_scenario_id, 157957 as generation_plant_id, 2008 as year, month, hydro_min_flow_mw, hydro_avg_flow_mw FROM switch.hydro_historical_monthly_capacity_factors WHERE generation_plant_id = 1157631030 AND hydro_simple_scenario_id = 1;
INSERT INTO switch.hydro_historical_monthly_capacity_factors (hydro_simple_scenario_id, generation_plant_id, year, month, hydro_min_flow_mw, hydro_avg_flow_mw) SELECT 21 as hydro_simple_scenario_id, 157954 as generation_plant_id, 2008 as year, month, hydro_min_flow_mw, hydro_avg_flow_mw FROM switch.hydro_historical_monthly_capacity_factors WHERE generation_plant_id = 1157631027 AND hydro_simple_scenario_id = 1;
INSERT INTO switch.hydro_historical_monthly_capacity_factors (hydro_simple_scenario_id, generation_plant_id, year, month, hydro_min_flow_mw, hydro_avg_flow_mw) SELECT 21 as hydro_simple_scenario_id, 157953 as generation_plant_id, 2008 as year, month, hydro_min_flow_mw, hydro_avg_flow_mw FROM switch.hydro_historical_monthly_capacity_factors WHERE generation_plant_id = 1157631026 AND hydro_simple_scenario_id = 1;
INSERT INTO switch.hydro_historical_monthly_capacity_factors (hydro_simple_scenario_id, generation_plant_id, year, month, hydro_min_flow_mw, hydro_avg_flow_mw) SELECT 21 as hydro_simple_scenario_id, 157871 as generation_plant_id, 2008 as year, month, hydro_min_flow_mw, hydro_avg_flow_mw FROM switch.hydro_historical_monthly_capacity_factors WHERE generation_plant_id = 5000855 AND hydro_simple_scenario_id = 1;
INSERT INTO switch.hydro_historical_monthly_capacity_factors (hydro_simple_scenario_id, generation_plant_id, year, month, hydro_min_flow_mw, hydro_avg_flow_mw) SELECT 21 as hydro_simple_scenario_id, 157872 as generation_plant_id, 2008 as year, month, hydro_min_flow_mw, hydro_avg_flow_mw FROM switch.hydro_historical_monthly_capacity_factors WHERE generation_plant_id = 5000856 AND hydro_simple_scenario_id = 1;
INSERT INTO switch.hydro_historical_monthly_capacity_factors (hydro_simple_scenario_id, generation_plant_id, year, month, hydro_min_flow_mw, hydro_avg_flow_mw) SELECT 21 as hydro_simple_scenario_id, 157873 as generation_plant_id, 2008 as year, month, hydro_min_flow_mw, hydro_avg_flow_mw FROM switch.hydro_historical_monthly_capacity_factors WHERE generation_plant_id = 5000857 AND hydro_simple_scenario_id = 1;
INSERT INTO switch.hydro_historical_monthly_capacity_factors (hydro_simple_scenario_id, generation_plant_id, year, month, hydro_min_flow_mw, hydro_avg_flow_mw) SELECT 21 as hydro_simple_scenario_id, 158045 as generation_plant_id, 2008 as year, month, hydro_min_flow_mw, hydro_avg_flow_mw FROM switch.hydro_historical_monthly_capacity_factors WHERE generation_plant_id = 1157631118 AND hydro_simple_scenario_id = 1;
INSERT INTO switch.hydro_historical_monthly_capacity_factors (hydro_simple_scenario_id, generation_plant_id, year, month, hydro_min_flow_mw, hydro_avg_flow_mw) SELECT 21 as hydro_simple_scenario_id, 157992 as generation_plant_id, 2008 as year, month, hydro_min_flow_mw, hydro_avg_flow_mw FROM switch.hydro_historical_monthly_capacity_factors WHERE generation_plant_id = 1157631065 AND hydro_simple_scenario_id = 1;
INSERT INTO switch.hydro_historical_monthly_capacity_factors (hydro_simple_scenario_id, generation_plant_id, year, month, hydro_min_flow_mw, hydro_avg_flow_mw) SELECT 21 as hydro_simple_scenario_id, 158025 as generation_plant_id, 2008 as year, month, hydro_min_flow_mw, hydro_avg_flow_mw FROM switch.hydro_historical_monthly_capacity_factors WHERE generation_plant_id = 1157631098 AND hydro_simple_scenario_id = 1;
INSERT INTO switch.hydro_historical_monthly_capacity_factors (hydro_simple_scenario_id, generation_plant_id, year, month, hydro_min_flow_mw, hydro_avg_flow_mw) SELECT 21 as hydro_simple_scenario_id, 157994 as generation_plant_id, 2008 as year, month, hydro_min_flow_mw, hydro_avg_flow_mw FROM switch.hydro_historical_monthly_capacity_factors WHERE generation_plant_id = 1157631067 AND hydro_simple_scenario_id = 1;
INSERT INTO switch.hydro_historical_monthly_capacity_factors (hydro_simple_scenario_id, generation_plant_id, year, month, hydro_min_flow_mw, hydro_avg_flow_mw) SELECT 21 as hydro_simple_scenario_id, 157986 as generation_plant_id, 2008 as year, month, hydro_min_flow_mw, hydro_avg_flow_mw FROM switch.hydro_historical_monthly_capacity_factors WHERE generation_plant_id = 1157631059 AND hydro_simple_scenario_id = 1;
INSERT INTO switch.hydro_historical_monthly_capacity_factors (hydro_simple_scenario_id, generation_plant_id, year, month, hydro_min_flow_mw, hydro_avg_flow_mw) SELECT 21 as hydro_simple_scenario_id, 157874 as generation_plant_id, 2008 as year, month, hydro_min_flow_mw, hydro_avg_flow_mw FROM switch.hydro_historical_monthly_capacity_factors WHERE generation_plant_id = 5000858 AND hydro_simple_scenario_id = 1;
INSERT INTO switch.hydro_historical_monthly_capacity_factors (hydro_simple_scenario_id, generation_plant_id, year, month, hydro_min_flow_mw, hydro_avg_flow_mw) SELECT 21 as hydro_simple_scenario_id, 157875 as generation_plant_id, 2008 as year, month, hydro_min_flow_mw, hydro_avg_flow_mw FROM switch.hydro_historical_monthly_capacity_factors WHERE generation_plant_id = 5000859 AND hydro_simple_scenario_id = 1;
INSERT INTO switch.hydro_historical_monthly_capacity_factors (hydro_simple_scenario_id, generation_plant_id, year, month, hydro_min_flow_mw, hydro_avg_flow_mw) SELECT 21 as hydro_simple_scenario_id, 157876 as generation_plant_id, 2008 as year, month, hydro_min_flow_mw, hydro_avg_flow_mw FROM switch.hydro_historical_monthly_capacity_factors WHERE generation_plant_id = 5000860 AND hydro_simple_scenario_id = 1;
INSERT INTO switch.hydro_historical_monthly_capacity_factors (hydro_simple_scenario_id, generation_plant_id, year, month, hydro_min_flow_mw, hydro_avg_flow_mw) SELECT 21 as hydro_simple_scenario_id, 158021 as generation_plant_id, 2008 as year, month, hydro_min_flow_mw, hydro_avg_flow_mw FROM switch.hydro_historical_monthly_capacity_factors WHERE generation_plant_id = 1157631094 AND hydro_simple_scenario_id = 1;
INSERT INTO switch.hydro_historical_monthly_capacity_factors (hydro_simple_scenario_id, generation_plant_id, year, month, hydro_min_flow_mw, hydro_avg_flow_mw) SELECT 21 as hydro_simple_scenario_id, 158026 as generation_plant_id, 2008 as year, month, hydro_min_flow_mw, hydro_avg_flow_mw FROM switch.hydro_historical_monthly_capacity_factors WHERE generation_plant_id = 1157631099 AND hydro_simple_scenario_id = 1;
INSERT INTO switch.hydro_historical_monthly_capacity_factors (hydro_simple_scenario_id, generation_plant_id, year, month, hydro_min_flow_mw, hydro_avg_flow_mw) SELECT 21 as hydro_simple_scenario_id, 158022 as generation_plant_id, 2008 as year, month, hydro_min_flow_mw, hydro_avg_flow_mw FROM switch.hydro_historical_monthly_capacity_factors WHERE generation_plant_id = 1157631095 AND hydro_simple_scenario_id = 1;
INSERT INTO switch.hydro_historical_monthly_capacity_factors (hydro_simple_scenario_id, generation_plant_id, year, month, hydro_min_flow_mw, hydro_avg_flow_mw) SELECT 21 as hydro_simple_scenario_id, 157877 as generation_plant_id, 2008 as year, month, hydro_min_flow_mw, hydro_avg_flow_mw FROM switch.hydro_historical_monthly_capacity_factors WHERE generation_plant_id = 5000861 AND hydro_simple_scenario_id = 1;
INSERT INTO switch.hydro_historical_monthly_capacity_factors (hydro_simple_scenario_id, generation_plant_id, year, month, hydro_min_flow_mw, hydro_avg_flow_mw) SELECT 21 as hydro_simple_scenario_id, 157948 as generation_plant_id, 2008 as year, month, hydro_min_flow_mw, hydro_avg_flow_mw FROM switch.hydro_historical_monthly_capacity_factors WHERE generation_plant_id = 1157631021 AND hydro_simple_scenario_id = 1;
INSERT INTO switch.hydro_historical_monthly_capacity_factors (hydro_simple_scenario_id, generation_plant_id, year, month, hydro_min_flow_mw, hydro_avg_flow_mw) SELECT 21 as hydro_simple_scenario_id, 157969 as generation_plant_id, 2008 as year, month, hydro_min_flow_mw, hydro_avg_flow_mw FROM switch.hydro_historical_monthly_capacity_factors WHERE generation_plant_id = 1157631042 AND hydro_simple_scenario_id = 1;
INSERT INTO switch.hydro_historical_monthly_capacity_factors (hydro_simple_scenario_id, generation_plant_id, year, month, hydro_min_flow_mw, hydro_avg_flow_mw) SELECT 21 as hydro_simple_scenario_id, 157973 as generation_plant_id, 2008 as year, month, hydro_min_flow_mw, hydro_avg_flow_mw FROM switch.hydro_historical_monthly_capacity_factors WHERE generation_plant_id = 1157631046 AND hydro_simple_scenario_id = 1;
INSERT INTO switch.hydro_historical_monthly_capacity_factors (hydro_simple_scenario_id, generation_plant_id, year, month, hydro_min_flow_mw, hydro_avg_flow_mw) SELECT 21 as hydro_simple_scenario_id, 157979 as generation_plant_id, 2008 as year, month, hydro_min_flow_mw, hydro_avg_flow_mw FROM switch.hydro_historical_monthly_capacity_factors WHERE generation_plant_id = 1157631052 AND hydro_simple_scenario_id = 1;
INSERT INTO switch.hydro_historical_monthly_capacity_factors (hydro_simple_scenario_id, generation_plant_id, year, month, hydro_min_flow_mw, hydro_avg_flow_mw) SELECT 21 as hydro_simple_scenario_id, 157833 as generation_plant_id, 2008 as year, month, hydro_min_flow_mw, hydro_avg_flow_mw FROM switch.hydro_historical_monthly_capacity_factors WHERE generation_plant_id = 5000817 AND hydro_simple_scenario_id = 1;
INSERT INTO switch.hydro_historical_monthly_capacity_factors (hydro_simple_scenario_id, generation_plant_id, year, month, hydro_min_flow_mw, hydro_avg_flow_mw) SELECT 21 as hydro_simple_scenario_id, 157878 as generation_plant_id, 2008 as year, month, hydro_min_flow_mw, hydro_avg_flow_mw FROM switch.hydro_historical_monthly_capacity_factors WHERE generation_plant_id = 5000862 AND hydro_simple_scenario_id = 1;
INSERT INTO switch.hydro_historical_monthly_capacity_factors (hydro_simple_scenario_id, generation_plant_id, year, month, hydro_min_flow_mw, hydro_avg_flow_mw) SELECT 21 as hydro_simple_scenario_id, 157834 as generation_plant_id, 2008 as year, month, hydro_min_flow_mw, hydro_avg_flow_mw FROM switch.hydro_historical_monthly_capacity_factors WHERE generation_plant_id = 5000818 AND hydro_simple_scenario_id = 1;
INSERT INTO switch.hydro_historical_monthly_capacity_factors (hydro_simple_scenario_id, generation_plant_id, year, month, hydro_min_flow_mw, hydro_avg_flow_mw) SELECT 21 as hydro_simple_scenario_id, 158057 as generation_plant_id, 2008 as year, month, hydro_min_flow_mw, hydro_avg_flow_mw FROM switch.hydro_historical_monthly_capacity_factors WHERE generation_plant_id = 1157631130 AND hydro_simple_scenario_id = 1;
INSERT INTO switch.hydro_historical_monthly_capacity_factors (hydro_simple_scenario_id, generation_plant_id, year, month, hydro_min_flow_mw, hydro_avg_flow_mw) SELECT 21 as hydro_simple_scenario_id, 157879 as generation_plant_id, 2008 as year, month, hydro_min_flow_mw, hydro_avg_flow_mw FROM switch.hydro_historical_monthly_capacity_factors WHERE generation_plant_id = 5000863 AND hydro_simple_scenario_id = 1;
INSERT INTO switch.hydro_historical_monthly_capacity_factors (hydro_simple_scenario_id, generation_plant_id, year, month, hydro_min_flow_mw, hydro_avg_flow_mw) SELECT 21 as hydro_simple_scenario_id, 157835 as generation_plant_id, 2008 as year, month, hydro_min_flow_mw, hydro_avg_flow_mw FROM switch.hydro_historical_monthly_capacity_factors WHERE generation_plant_id = 5000819 AND hydro_simple_scenario_id = 1;
INSERT INTO switch.hydro_historical_monthly_capacity_factors (hydro_simple_scenario_id, generation_plant_id, year, month, hydro_min_flow_mw, hydro_avg_flow_mw) SELECT 21 as hydro_simple_scenario_id, 157836 as generation_plant_id, 2008 as year, month, hydro_min_flow_mw, hydro_avg_flow_mw FROM switch.hydro_historical_monthly_capacity_factors WHERE generation_plant_id = 5000820 AND hydro_simple_scenario_id = 1;
INSERT INTO switch.hydro_historical_monthly_capacity_factors (hydro_simple_scenario_id, generation_plant_id, year, month, hydro_min_flow_mw, hydro_avg_flow_mw) SELECT 21 as hydro_simple_scenario_id, 157956 as generation_plant_id, 2008 as year, month, hydro_min_flow_mw, hydro_avg_flow_mw FROM switch.hydro_historical_monthly_capacity_factors WHERE generation_plant_id = 1157631029 AND hydro_simple_scenario_id = 1;
INSERT INTO switch.hydro_historical_monthly_capacity_factors (hydro_simple_scenario_id, generation_plant_id, year, month, hydro_min_flow_mw, hydro_avg_flow_mw) SELECT 21 as hydro_simple_scenario_id, 157951 as generation_plant_id, 2008 as year, month, hydro_min_flow_mw, hydro_avg_flow_mw FROM switch.hydro_historical_monthly_capacity_factors WHERE generation_plant_id = 1157631024 AND hydro_simple_scenario_id = 1;
INSERT INTO switch.hydro_historical_monthly_capacity_factors (hydro_simple_scenario_id, generation_plant_id, year, month, hydro_min_flow_mw, hydro_avg_flow_mw) SELECT 21 as hydro_simple_scenario_id, 157880 as generation_plant_id, 2008 as year, month, hydro_min_flow_mw, hydro_avg_flow_mw FROM switch.hydro_historical_monthly_capacity_factors WHERE generation_plant_id = 5000864 AND hydro_simple_scenario_id = 1;
INSERT INTO switch.hydro_historical_monthly_capacity_factors (hydro_simple_scenario_id, generation_plant_id, year, month, hydro_min_flow_mw, hydro_avg_flow_mw) SELECT 21 as hydro_simple_scenario_id, 157881 as generation_plant_id, 2008 as year, month, hydro_min_flow_mw, hydro_avg_flow_mw FROM switch.hydro_historical_monthly_capacity_factors WHERE generation_plant_id = 5000865 AND hydro_simple_scenario_id = 1;
INSERT INTO switch.hydro_historical_monthly_capacity_factors (hydro_simple_scenario_id, generation_plant_id, year, month, hydro_min_flow_mw, hydro_avg_flow_mw) SELECT 21 as hydro_simple_scenario_id, 157837 as generation_plant_id, 2008 as year, month, hydro_min_flow_mw, hydro_avg_flow_mw FROM switch.hydro_historical_monthly_capacity_factors WHERE generation_plant_id = 5000821 AND hydro_simple_scenario_id = 1;
INSERT INTO switch.hydro_historical_monthly_capacity_factors (hydro_simple_scenario_id, generation_plant_id, year, month, hydro_min_flow_mw, hydro_avg_flow_mw) SELECT 21 as hydro_simple_scenario_id, 157882 as generation_plant_id, 2008 as year, month, hydro_min_flow_mw, hydro_avg_flow_mw FROM switch.hydro_historical_monthly_capacity_factors WHERE generation_plant_id = 5000866 AND hydro_simple_scenario_id = 1;
INSERT INTO switch.hydro_historical_monthly_capacity_factors (hydro_simple_scenario_id, generation_plant_id, year, month, hydro_min_flow_mw, hydro_avg_flow_mw) SELECT 21 as hydro_simple_scenario_id, 157968 as generation_plant_id, 2008 as year, month, hydro_min_flow_mw, hydro_avg_flow_mw FROM switch.hydro_historical_monthly_capacity_factors WHERE generation_plant_id = 1157631041 AND hydro_simple_scenario_id = 1;
INSERT INTO switch.hydro_historical_monthly_capacity_factors (hydro_simple_scenario_id, generation_plant_id, year, month, hydro_min_flow_mw, hydro_avg_flow_mw) SELECT 21 as hydro_simple_scenario_id, 157967 as generation_plant_id, 2008 as year, month, hydro_min_flow_mw, hydro_avg_flow_mw FROM switch.hydro_historical_monthly_capacity_factors WHERE generation_plant_id = 1157631040 AND hydro_simple_scenario_id = 1;
INSERT INTO switch.hydro_historical_monthly_capacity_factors (hydro_simple_scenario_id, generation_plant_id, year, month, hydro_min_flow_mw, hydro_avg_flow_mw) SELECT 21 as hydro_simple_scenario_id, 157883 as generation_plant_id, 2008 as year, month, hydro_min_flow_mw, hydro_avg_flow_mw FROM switch.hydro_historical_monthly_capacity_factors WHERE generation_plant_id = 5000867 AND hydro_simple_scenario_id = 1;
INSERT INTO switch.hydro_historical_monthly_capacity_factors (hydro_simple_scenario_id, generation_plant_id, year, month, hydro_min_flow_mw, hydro_avg_flow_mw) SELECT 21 as hydro_simple_scenario_id, 157887 as generation_plant_id, 2008 as year, month, hydro_min_flow_mw, hydro_avg_flow_mw FROM switch.hydro_historical_monthly_capacity_factors WHERE generation_plant_id = 5000871 AND hydro_simple_scenario_id = 1;
INSERT INTO switch.hydro_historical_monthly_capacity_factors (hydro_simple_scenario_id, generation_plant_id, year, month, hydro_min_flow_mw, hydro_avg_flow_mw) SELECT 21 as hydro_simple_scenario_id, 157885 as generation_plant_id, 2008 as year, month, hydro_min_flow_mw, hydro_avg_flow_mw FROM switch.hydro_historical_monthly_capacity_factors WHERE generation_plant_id = 5000869 AND hydro_simple_scenario_id = 1;
INSERT INTO switch.hydro_historical_monthly_capacity_factors (hydro_simple_scenario_id, generation_plant_id, year, month, hydro_min_flow_mw, hydro_avg_flow_mw) SELECT 21 as hydro_simple_scenario_id, 157884 as generation_plant_id, 2008 as year, month, hydro_min_flow_mw, hydro_avg_flow_mw FROM switch.hydro_historical_monthly_capacity_factors WHERE generation_plant_id = 5000868 AND hydro_simple_scenario_id = 1;
INSERT INTO switch.hydro_historical_monthly_capacity_factors (hydro_simple_scenario_id, generation_plant_id, year, month, hydro_min_flow_mw, hydro_avg_flow_mw) SELECT 21 as hydro_simple_scenario_id, 157886 as generation_plant_id, 2008 as year, month, hydro_min_flow_mw, hydro_avg_flow_mw FROM switch.hydro_historical_monthly_capacity_factors WHERE generation_plant_id = 5000870 AND hydro_simple_scenario_id = 1;
INSERT INTO switch.hydro_historical_monthly_capacity_factors (hydro_simple_scenario_id, generation_plant_id, year, month, hydro_min_flow_mw, hydro_avg_flow_mw) SELECT 21 as hydro_simple_scenario_id, 157946 as generation_plant_id, 2008 as year, month, hydro_min_flow_mw, hydro_avg_flow_mw FROM switch.hydro_historical_monthly_capacity_factors WHERE generation_plant_id = 1157631019 AND hydro_simple_scenario_id = 1;
INSERT INTO switch.hydro_historical_monthly_capacity_factors (hydro_simple_scenario_id, generation_plant_id, year, month, hydro_min_flow_mw, hydro_avg_flow_mw) SELECT 21 as hydro_simple_scenario_id, 157944 as generation_plant_id, 2008 as year, month, hydro_min_flow_mw, hydro_avg_flow_mw FROM switch.hydro_historical_monthly_capacity_factors WHERE generation_plant_id = 1157631017 AND hydro_simple_scenario_id = 1;
INSERT INTO switch.hydro_historical_monthly_capacity_factors (hydro_simple_scenario_id, generation_plant_id, year, month, hydro_min_flow_mw, hydro_avg_flow_mw) SELECT 21 as hydro_simple_scenario_id, 157888 as generation_plant_id, 2008 as year, month, hydro_min_flow_mw, hydro_avg_flow_mw FROM switch.hydro_historical_monthly_capacity_factors WHERE generation_plant_id = 5000872 AND hydro_simple_scenario_id = 1;
INSERT INTO switch.hydro_historical_monthly_capacity_factors (hydro_simple_scenario_id, generation_plant_id, year, month, hydro_min_flow_mw, hydro_avg_flow_mw) SELECT 21 as hydro_simple_scenario_id, 157889 as generation_plant_id, 2008 as year, month, hydro_min_flow_mw, hydro_avg_flow_mw FROM switch.hydro_historical_monthly_capacity_factors WHERE generation_plant_id = 5000873 AND hydro_simple_scenario_id = 1;
INSERT INTO switch.hydro_historical_monthly_capacity_factors (hydro_simple_scenario_id, generation_plant_id, year, month, hydro_min_flow_mw, hydro_avg_flow_mw) SELECT 21 as hydro_simple_scenario_id, 157991 as generation_plant_id, 2008 as year, month, hydro_min_flow_mw, hydro_avg_flow_mw FROM switch.hydro_historical_monthly_capacity_factors WHERE generation_plant_id = 1157631064 AND hydro_simple_scenario_id = 1;
INSERT INTO switch.hydro_historical_monthly_capacity_factors (hydro_simple_scenario_id, generation_plant_id, year, month, hydro_min_flow_mw, hydro_avg_flow_mw) SELECT 21 as hydro_simple_scenario_id, 158041 as generation_plant_id, 2008 as year, month, hydro_min_flow_mw, hydro_avg_flow_mw FROM switch.hydro_historical_monthly_capacity_factors WHERE generation_plant_id = 1157631114 AND hydro_simple_scenario_id = 1;
INSERT INTO switch.hydro_historical_monthly_capacity_factors (hydro_simple_scenario_id, generation_plant_id, year, month, hydro_min_flow_mw, hydro_avg_flow_mw) SELECT 21 as hydro_simple_scenario_id, 158042 as generation_plant_id, 2008 as year, month, hydro_min_flow_mw, hydro_avg_flow_mw FROM switch.hydro_historical_monthly_capacity_factors WHERE generation_plant_id = 1157631115 AND hydro_simple_scenario_id = 1;
INSERT INTO switch.hydro_historical_monthly_capacity_factors (hydro_simple_scenario_id, generation_plant_id, year, month, hydro_min_flow_mw, hydro_avg_flow_mw) SELECT 21 as hydro_simple_scenario_id, 157890 as generation_plant_id, 2008 as year, month, hydro_min_flow_mw, hydro_avg_flow_mw FROM switch.hydro_historical_monthly_capacity_factors WHERE generation_plant_id = 5000874 AND hydro_simple_scenario_id = 1;
INSERT INTO switch.hydro_historical_monthly_capacity_factors (hydro_simple_scenario_id, generation_plant_id, year, month, hydro_min_flow_mw, hydro_avg_flow_mw) SELECT 21 as hydro_simple_scenario_id, 157891 as generation_plant_id, 2008 as year, month, hydro_min_flow_mw, hydro_avg_flow_mw FROM switch.hydro_historical_monthly_capacity_factors WHERE generation_plant_id = 5000875 AND hydro_simple_scenario_id = 1;
INSERT INTO switch.hydro_historical_monthly_capacity_factors (hydro_simple_scenario_id, generation_plant_id, year, month, hydro_min_flow_mw, hydro_avg_flow_mw) SELECT 21 as hydro_simple_scenario_id, 157892 as generation_plant_id, 2008 as year, month, hydro_min_flow_mw, hydro_avg_flow_mw FROM switch.hydro_historical_monthly_capacity_factors WHERE generation_plant_id = 5000876 AND hydro_simple_scenario_id = 1;
INSERT INTO switch.hydro_historical_monthly_capacity_factors (hydro_simple_scenario_id, generation_plant_id, year, month, hydro_min_flow_mw, hydro_avg_flow_mw) SELECT 21 as hydro_simple_scenario_id, 157893 as generation_plant_id, 2008 as year, month, hydro_min_flow_mw, hydro_avg_flow_mw FROM switch.hydro_historical_monthly_capacity_factors WHERE generation_plant_id = 5000877 AND hydro_simple_scenario_id = 1;
INSERT INTO switch.hydro_historical_monthly_capacity_factors (hydro_simple_scenario_id, generation_plant_id, year, month, hydro_min_flow_mw, hydro_avg_flow_mw) SELECT 21 as hydro_simple_scenario_id, 158020 as generation_plant_id, 2008 as year, month, hydro_min_flow_mw, hydro_avg_flow_mw FROM switch.hydro_historical_monthly_capacity_factors WHERE generation_plant_id = 1157631093 AND hydro_simple_scenario_id = 1;
INSERT INTO switch.hydro_historical_monthly_capacity_factors (hydro_simple_scenario_id, generation_plant_id, year, month, hydro_min_flow_mw, hydro_avg_flow_mw) SELECT 21 as hydro_simple_scenario_id, 158024 as generation_plant_id, 2008 as year, month, hydro_min_flow_mw, hydro_avg_flow_mw FROM switch.hydro_historical_monthly_capacity_factors WHERE generation_plant_id = 1157631097 AND hydro_simple_scenario_id = 1;
INSERT INTO switch.hydro_historical_monthly_capacity_factors (hydro_simple_scenario_id, generation_plant_id, year, month, hydro_min_flow_mw, hydro_avg_flow_mw) SELECT 21 as hydro_simple_scenario_id, 158054 as generation_plant_id, 2008 as year, month, hydro_min_flow_mw, hydro_avg_flow_mw FROM switch.hydro_historical_monthly_capacity_factors WHERE generation_plant_id = 1157631127 AND hydro_simple_scenario_id = 1;
INSERT INTO switch.hydro_historical_monthly_capacity_factors (hydro_simple_scenario_id, generation_plant_id, year, month, hydro_min_flow_mw, hydro_avg_flow_mw) SELECT 21 as hydro_simple_scenario_id, 158058 as generation_plant_id, 2008 as year, month, hydro_min_flow_mw, hydro_avg_flow_mw FROM switch.hydro_historical_monthly_capacity_factors WHERE generation_plant_id = 1157631131 AND hydro_simple_scenario_id = 1;
INSERT INTO switch.hydro_historical_monthly_capacity_factors (hydro_simple_scenario_id, generation_plant_id, year, month, hydro_min_flow_mw, hydro_avg_flow_mw) SELECT 21 as hydro_simple_scenario_id, 157996 as generation_plant_id, 2008 as year, month, hydro_min_flow_mw, hydro_avg_flow_mw FROM switch.hydro_historical_monthly_capacity_factors WHERE generation_plant_id = 1157631069 AND hydro_simple_scenario_id = 1;
INSERT INTO switch.hydro_historical_monthly_capacity_factors (hydro_simple_scenario_id, generation_plant_id, year, month, hydro_min_flow_mw, hydro_avg_flow_mw) SELECT 21 as hydro_simple_scenario_id, 158001 as generation_plant_id, 2008 as year, month, hydro_min_flow_mw, hydro_avg_flow_mw FROM switch.hydro_historical_monthly_capacity_factors WHERE generation_plant_id = 1157631074 AND hydro_simple_scenario_id = 1;
INSERT INTO switch.hydro_historical_monthly_capacity_factors (hydro_simple_scenario_id, generation_plant_id, year, month, hydro_min_flow_mw, hydro_avg_flow_mw) SELECT 21 as hydro_simple_scenario_id, 157998 as generation_plant_id, 2008 as year, month, hydro_min_flow_mw, hydro_avg_flow_mw FROM switch.hydro_historical_monthly_capacity_factors WHERE generation_plant_id = 1157631071 AND hydro_simple_scenario_id = 1;
INSERT INTO switch.hydro_historical_monthly_capacity_factors (hydro_simple_scenario_id, generation_plant_id, year, month, hydro_min_flow_mw, hydro_avg_flow_mw) SELECT 21 as hydro_simple_scenario_id, 157999 as generation_plant_id, 2008 as year, month, hydro_min_flow_mw, hydro_avg_flow_mw FROM switch.hydro_historical_monthly_capacity_factors WHERE generation_plant_id = 1157631072 AND hydro_simple_scenario_id = 1;
INSERT INTO switch.hydro_historical_monthly_capacity_factors (hydro_simple_scenario_id, generation_plant_id, year, month, hydro_min_flow_mw, hydro_avg_flow_mw) SELECT 21 as hydro_simple_scenario_id, 157894 as generation_plant_id, 2008 as year, month, hydro_min_flow_mw, hydro_avg_flow_mw FROM switch.hydro_historical_monthly_capacity_factors WHERE generation_plant_id = 5000878 AND hydro_simple_scenario_id = 1;
INSERT INTO switch.hydro_historical_monthly_capacity_factors (hydro_simple_scenario_id, generation_plant_id, year, month, hydro_min_flow_mw, hydro_avg_flow_mw) SELECT 21 as hydro_simple_scenario_id, 157895 as generation_plant_id, 2008 as year, month, hydro_min_flow_mw, hydro_avg_flow_mw FROM switch.hydro_historical_monthly_capacity_factors WHERE generation_plant_id = 5000879 AND hydro_simple_scenario_id = 1;
INSERT INTO switch.hydro_historical_monthly_capacity_factors (hydro_simple_scenario_id, generation_plant_id, year, month, hydro_min_flow_mw, hydro_avg_flow_mw) SELECT 21 as hydro_simple_scenario_id, 158000 as generation_plant_id, 2008 as year, month, hydro_min_flow_mw, hydro_avg_flow_mw FROM switch.hydro_historical_monthly_capacity_factors WHERE generation_plant_id = 1157631073 AND hydro_simple_scenario_id = 1;
INSERT INTO switch.hydro_historical_monthly_capacity_factors (hydro_simple_scenario_id, generation_plant_id, year, month, hydro_min_flow_mw, hydro_avg_flow_mw) SELECT 21 as hydro_simple_scenario_id, 157896 as generation_plant_id, 2008 as year, month, hydro_min_flow_mw, hydro_avg_flow_mw FROM switch.hydro_historical_monthly_capacity_factors WHERE generation_plant_id = 5000880 AND hydro_simple_scenario_id = 1;
INSERT INTO switch.hydro_historical_monthly_capacity_factors (hydro_simple_scenario_id, generation_plant_id, year, month, hydro_min_flow_mw, hydro_avg_flow_mw) SELECT 21 as hydro_simple_scenario_id, 157897 as generation_plant_id, 2008 as year, month, hydro_min_flow_mw, hydro_avg_flow_mw FROM switch.hydro_historical_monthly_capacity_factors WHERE generation_plant_id = 5000881 AND hydro_simple_scenario_id = 1;
INSERT INTO switch.hydro_historical_monthly_capacity_factors (hydro_simple_scenario_id, generation_plant_id, year, month, hydro_min_flow_mw, hydro_avg_flow_mw) SELECT 21 as hydro_simple_scenario_id, 157983 as generation_plant_id, 2008 as year, month, hydro_min_flow_mw, hydro_avg_flow_mw FROM switch.hydro_historical_monthly_capacity_factors WHERE generation_plant_id = 1157631056 AND hydro_simple_scenario_id = 1;
INSERT INTO switch.hydro_historical_monthly_capacity_factors (hydro_simple_scenario_id, generation_plant_id, year, month, hydro_min_flow_mw, hydro_avg_flow_mw) SELECT 21 as hydro_simple_scenario_id, 157990 as generation_plant_id, 2008 as year, month, hydro_min_flow_mw, hydro_avg_flow_mw FROM switch.hydro_historical_monthly_capacity_factors WHERE generation_plant_id = 1157631063 AND hydro_simple_scenario_id = 1;
INSERT INTO switch.hydro_historical_monthly_capacity_factors (hydro_simple_scenario_id, generation_plant_id, year, month, hydro_min_flow_mw, hydro_avg_flow_mw) SELECT 21 as hydro_simple_scenario_id, 157898 as generation_plant_id, 2008 as year, month, hydro_min_flow_mw, hydro_avg_flow_mw FROM switch.hydro_historical_monthly_capacity_factors WHERE generation_plant_id = 5000882 AND hydro_simple_scenario_id = 1;
INSERT INTO switch.hydro_historical_monthly_capacity_factors (hydro_simple_scenario_id, generation_plant_id, year, month, hydro_min_flow_mw, hydro_avg_flow_mw) SELECT 21 as hydro_simple_scenario_id, 157899 as generation_plant_id, 2008 as year, month, hydro_min_flow_mw, hydro_avg_flow_mw FROM switch.hydro_historical_monthly_capacity_factors WHERE generation_plant_id = 5000883 AND hydro_simple_scenario_id = 1;
INSERT INTO switch.hydro_historical_monthly_capacity_factors (hydro_simple_scenario_id, generation_plant_id, year, month, hydro_min_flow_mw, hydro_avg_flow_mw) SELECT 21 as hydro_simple_scenario_id, 157900 as generation_plant_id, 2008 as year, month, hydro_min_flow_mw, hydro_avg_flow_mw FROM switch.hydro_historical_monthly_capacity_factors WHERE generation_plant_id = 5000884 AND hydro_simple_scenario_id = 1;
INSERT INTO switch.hydro_historical_monthly_capacity_factors (hydro_simple_scenario_id, generation_plant_id, year, month, hydro_min_flow_mw, hydro_avg_flow_mw) SELECT 21 as hydro_simple_scenario_id, 157943 as generation_plant_id, 2008 as year, month, hydro_min_flow_mw, hydro_avg_flow_mw FROM switch.hydro_historical_monthly_capacity_factors WHERE generation_plant_id = 1157631016 AND hydro_simple_scenario_id = 1;
INSERT INTO switch.hydro_historical_monthly_capacity_factors (hydro_simple_scenario_id, generation_plant_id, year, month, hydro_min_flow_mw, hydro_avg_flow_mw) SELECT 21 as hydro_simple_scenario_id, 157947 as generation_plant_id, 2008 as year, month, hydro_min_flow_mw, hydro_avg_flow_mw FROM switch.hydro_historical_monthly_capacity_factors WHERE generation_plant_id = 1157631020 AND hydro_simple_scenario_id = 1;
INSERT INTO switch.hydro_historical_monthly_capacity_factors (hydro_simple_scenario_id, generation_plant_id, year, month, hydro_min_flow_mw, hydro_avg_flow_mw) SELECT 21 as hydro_simple_scenario_id, 157988 as generation_plant_id, 2008 as year, month, hydro_min_flow_mw, hydro_avg_flow_mw FROM switch.hydro_historical_monthly_capacity_factors WHERE generation_plant_id = 1157631061 AND hydro_simple_scenario_id = 1;
INSERT INTO switch.hydro_historical_monthly_capacity_factors (hydro_simple_scenario_id, generation_plant_id, year, month, hydro_min_flow_mw, hydro_avg_flow_mw) SELECT 21 as hydro_simple_scenario_id, 157901 as generation_plant_id, 2008 as year, month, hydro_min_flow_mw, hydro_avg_flow_mw FROM switch.hydro_historical_monthly_capacity_factors WHERE generation_plant_id = 5000885 AND hydro_simple_scenario_id = 1;
INSERT INTO switch.hydro_historical_monthly_capacity_factors (hydro_simple_scenario_id, generation_plant_id, year, month, hydro_min_flow_mw, hydro_avg_flow_mw) SELECT 21 as hydro_simple_scenario_id, 157838 as generation_plant_id, 2008 as year, month, hydro_min_flow_mw, hydro_avg_flow_mw FROM switch.hydro_historical_monthly_capacity_factors WHERE generation_plant_id = 5000822 AND hydro_simple_scenario_id = 1;
INSERT INTO switch.hydro_historical_monthly_capacity_factors (hydro_simple_scenario_id, generation_plant_id, year, month, hydro_min_flow_mw, hydro_avg_flow_mw) SELECT 21 as hydro_simple_scenario_id, 157987 as generation_plant_id, 2008 as year, month, hydro_min_flow_mw, hydro_avg_flow_mw FROM switch.hydro_historical_monthly_capacity_factors WHERE generation_plant_id = 1157631060 AND hydro_simple_scenario_id = 1;
INSERT INTO switch.hydro_historical_monthly_capacity_factors (hydro_simple_scenario_id, generation_plant_id, year, month, hydro_min_flow_mw, hydro_avg_flow_mw) SELECT 21 as hydro_simple_scenario_id, 157985 as generation_plant_id, 2008 as year, month, hydro_min_flow_mw, hydro_avg_flow_mw FROM switch.hydro_historical_monthly_capacity_factors WHERE generation_plant_id = 1157631058 AND hydro_simple_scenario_id = 1;
INSERT INTO switch.hydro_historical_monthly_capacity_factors (hydro_simple_scenario_id, generation_plant_id, year, month, hydro_min_flow_mw, hydro_avg_flow_mw) SELECT 21 as hydro_simple_scenario_id, 158052 as generation_plant_id, 2008 as year, month, hydro_min_flow_mw, hydro_avg_flow_mw FROM switch.hydro_historical_monthly_capacity_factors WHERE generation_plant_id = 1157631125 AND hydro_simple_scenario_id = 1;
INSERT INTO switch.hydro_historical_monthly_capacity_factors (hydro_simple_scenario_id, generation_plant_id, year, month, hydro_min_flow_mw, hydro_avg_flow_mw) SELECT 21 as hydro_simple_scenario_id, 158053 as generation_plant_id, 2008 as year, month, hydro_min_flow_mw, hydro_avg_flow_mw FROM switch.hydro_historical_monthly_capacity_factors WHERE generation_plant_id = 1157631126 AND hydro_simple_scenario_id = 1;
INSERT INTO switch.hydro_historical_monthly_capacity_factors (hydro_simple_scenario_id, generation_plant_id, year, month, hydro_min_flow_mw, hydro_avg_flow_mw) SELECT 21 as hydro_simple_scenario_id, 158005 as generation_plant_id, 2008 as year, month, hydro_min_flow_mw, hydro_avg_flow_mw FROM switch.hydro_historical_monthly_capacity_factors WHERE generation_plant_id = 1157631078 AND hydro_simple_scenario_id = 1;
INSERT INTO switch.hydro_historical_monthly_capacity_factors (hydro_simple_scenario_id, generation_plant_id, year, month, hydro_min_flow_mw, hydro_avg_flow_mw) SELECT 21 as hydro_simple_scenario_id, 158003 as generation_plant_id, 2008 as year, month, hydro_min_flow_mw, hydro_avg_flow_mw FROM switch.hydro_historical_monthly_capacity_factors WHERE generation_plant_id = 1157631076 AND hydro_simple_scenario_id = 1;
INSERT INTO switch.hydro_historical_monthly_capacity_factors (hydro_simple_scenario_id, generation_plant_id, year, month, hydro_min_flow_mw, hydro_avg_flow_mw) SELECT 21 as hydro_simple_scenario_id, 157984 as generation_plant_id, 2008 as year, month, hydro_min_flow_mw, hydro_avg_flow_mw FROM switch.hydro_historical_monthly_capacity_factors WHERE generation_plant_id = 1157631057 AND hydro_simple_scenario_id = 1;
INSERT INTO switch.hydro_historical_monthly_capacity_factors (hydro_simple_scenario_id, generation_plant_id, year, month, hydro_min_flow_mw, hydro_avg_flow_mw) SELECT 21 as hydro_simple_scenario_id, 157902 as generation_plant_id, 2008 as year, month, hydro_min_flow_mw, hydro_avg_flow_mw FROM switch.hydro_historical_monthly_capacity_factors WHERE generation_plant_id = 5000886 AND hydro_simple_scenario_id = 1;
INSERT INTO switch.hydro_historical_monthly_capacity_factors (hydro_simple_scenario_id, generation_plant_id, year, month, hydro_min_flow_mw, hydro_avg_flow_mw) SELECT 21 as hydro_simple_scenario_id, 157903 as generation_plant_id, 2008 as year, month, hydro_min_flow_mw, hydro_avg_flow_mw FROM switch.hydro_historical_monthly_capacity_factors WHERE generation_plant_id = 5000887 AND hydro_simple_scenario_id = 1;
INSERT INTO switch.hydro_historical_monthly_capacity_factors (hydro_simple_scenario_id, generation_plant_id, year, month, hydro_min_flow_mw, hydro_avg_flow_mw) SELECT 21 as hydro_simple_scenario_id, 157955 as generation_plant_id, 2008 as year, month, hydro_min_flow_mw, hydro_avg_flow_mw FROM switch.hydro_historical_monthly_capacity_factors WHERE generation_plant_id = 1157631028 AND hydro_simple_scenario_id = 1;
INSERT INTO switch.hydro_historical_monthly_capacity_factors (hydro_simple_scenario_id, generation_plant_id, year, month, hydro_min_flow_mw, hydro_avg_flow_mw) SELECT 21 as hydro_simple_scenario_id, 157839 as generation_plant_id, 2008 as year, month, hydro_min_flow_mw, hydro_avg_flow_mw FROM switch.hydro_historical_monthly_capacity_factors WHERE generation_plant_id = 5000823 AND hydro_simple_scenario_id = 1;
INSERT INTO switch.hydro_historical_monthly_capacity_factors (hydro_simple_scenario_id, generation_plant_id, year, month, hydro_min_flow_mw, hydro_avg_flow_mw) SELECT 21 as hydro_simple_scenario_id, 157904 as generation_plant_id, 2008 as year, month, hydro_min_flow_mw, hydro_avg_flow_mw FROM switch.hydro_historical_monthly_capacity_factors WHERE generation_plant_id = 5000888 AND hydro_simple_scenario_id = 1;
INSERT INTO switch.hydro_historical_monthly_capacity_factors (hydro_simple_scenario_id, generation_plant_id, year, month, hydro_min_flow_mw, hydro_avg_flow_mw) SELECT 21 as hydro_simple_scenario_id, 158023 as generation_plant_id, 2008 as year, month, hydro_min_flow_mw, hydro_avg_flow_mw FROM switch.hydro_historical_monthly_capacity_factors WHERE generation_plant_id = 1157631096 AND hydro_simple_scenario_id = 1;
INSERT INTO switch.hydro_historical_monthly_capacity_factors (hydro_simple_scenario_id, generation_plant_id, year, month, hydro_min_flow_mw, hydro_avg_flow_mw) SELECT 21 as hydro_simple_scenario_id, 157989 as generation_plant_id, 2008 as year, month, hydro_min_flow_mw, hydro_avg_flow_mw FROM switch.hydro_historical_monthly_capacity_factors WHERE generation_plant_id = 1157631062 AND hydro_simple_scenario_id = 1;
INSERT INTO switch.hydro_historical_monthly_capacity_factors (hydro_simple_scenario_id, generation_plant_id, year, month, hydro_min_flow_mw, hydro_avg_flow_mw) SELECT 21 as hydro_simple_scenario_id, 157905 as generation_plant_id, 2008 as year, month, hydro_min_flow_mw, hydro_avg_flow_mw FROM switch.hydro_historical_monthly_capacity_factors WHERE generation_plant_id = 5000889 AND hydro_simple_scenario_id = 1;
INSERT INTO switch.hydro_historical_monthly_capacity_factors (hydro_simple_scenario_id, generation_plant_id, year, month, hydro_min_flow_mw, hydro_avg_flow_mw) SELECT 21 as hydro_simple_scenario_id, 157906 as generation_plant_id, 2008 as year, month, hydro_min_flow_mw, hydro_avg_flow_mw FROM switch.hydro_historical_monthly_capacity_factors WHERE generation_plant_id = 5000890 AND hydro_simple_scenario_id = 1;
INSERT INTO switch.hydro_historical_monthly_capacity_factors (hydro_simple_scenario_id, generation_plant_id, year, month, hydro_min_flow_mw, hydro_avg_flow_mw) SELECT 21 as hydro_simple_scenario_id, 157907 as generation_plant_id, 2008 as year, month, hydro_min_flow_mw, hydro_avg_flow_mw FROM switch.hydro_historical_monthly_capacity_factors WHERE generation_plant_id = 5000891 AND hydro_simple_scenario_id = 1;
INSERT INTO switch.hydro_historical_monthly_capacity_factors (hydro_simple_scenario_id, generation_plant_id, year, month, hydro_min_flow_mw, hydro_avg_flow_mw) SELECT 21 as hydro_simple_scenario_id, 157908 as generation_plant_id, 2008 as year, month, hydro_min_flow_mw, hydro_avg_flow_mw FROM switch.hydro_historical_monthly_capacity_factors WHERE generation_plant_id = 5000892 AND hydro_simple_scenario_id = 1;
INSERT INTO switch.hydro_historical_monthly_capacity_factors (hydro_simple_scenario_id, generation_plant_id, year, month, hydro_min_flow_mw, hydro_avg_flow_mw) SELECT 21 as hydro_simple_scenario_id, 158011 as generation_plant_id, 2008 as year, month, hydro_min_flow_mw, hydro_avg_flow_mw FROM switch.hydro_historical_monthly_capacity_factors WHERE generation_plant_id = 1157631084 AND hydro_simple_scenario_id = 1;
INSERT INTO switch.hydro_historical_monthly_capacity_factors (hydro_simple_scenario_id, generation_plant_id, year, month, hydro_min_flow_mw, hydro_avg_flow_mw) SELECT 21 as hydro_simple_scenario_id, 158013 as generation_plant_id, 2008 as year, month, hydro_min_flow_mw, hydro_avg_flow_mw FROM switch.hydro_historical_monthly_capacity_factors WHERE generation_plant_id = 1157631086 AND hydro_simple_scenario_id = 1;
INSERT INTO switch.hydro_historical_monthly_capacity_factors (hydro_simple_scenario_id, generation_plant_id, year, month, hydro_min_flow_mw, hydro_avg_flow_mw) SELECT 21 as hydro_simple_scenario_id, 157840 as generation_plant_id, 2008 as year, month, hydro_min_flow_mw, hydro_avg_flow_mw FROM switch.hydro_historical_monthly_capacity_factors WHERE generation_plant_id = 5000824 AND hydro_simple_scenario_id = 1;
INSERT INTO switch.hydro_historical_monthly_capacity_factors (hydro_simple_scenario_id, generation_plant_id, year, month, hydro_min_flow_mw, hydro_avg_flow_mw) SELECT 21 as hydro_simple_scenario_id, 158012 as generation_plant_id, 2008 as year, month, hydro_min_flow_mw, hydro_avg_flow_mw FROM switch.hydro_historical_monthly_capacity_factors WHERE generation_plant_id = 1157631085 AND hydro_simple_scenario_id = 1;
INSERT INTO switch.hydro_historical_monthly_capacity_factors (hydro_simple_scenario_id, generation_plant_id, year, month, hydro_min_flow_mw, hydro_avg_flow_mw) SELECT 21 as hydro_simple_scenario_id, 157909 as generation_plant_id, 2008 as year, month, hydro_min_flow_mw, hydro_avg_flow_mw FROM switch.hydro_historical_monthly_capacity_factors WHERE generation_plant_id = 5000893 AND hydro_simple_scenario_id = 1;
INSERT INTO switch.hydro_historical_monthly_capacity_factors (hydro_simple_scenario_id, generation_plant_id, year, month, hydro_min_flow_mw, hydro_avg_flow_mw) SELECT 21 as hydro_simple_scenario_id, 158002 as generation_plant_id, 2008 as year, month, hydro_min_flow_mw, hydro_avg_flow_mw FROM switch.hydro_historical_monthly_capacity_factors WHERE generation_plant_id = 1157631075 AND hydro_simple_scenario_id = 1;
INSERT INTO switch.hydro_historical_monthly_capacity_factors (hydro_simple_scenario_id, generation_plant_id, year, month, hydro_min_flow_mw, hydro_avg_flow_mw) SELECT 21 as hydro_simple_scenario_id, 157841 as generation_plant_id, 2008 as year, month, hydro_min_flow_mw, hydro_avg_flow_mw FROM switch.hydro_historical_monthly_capacity_factors WHERE generation_plant_id = 5000825 AND hydro_simple_scenario_id = 1;
INSERT INTO switch.hydro_historical_monthly_capacity_factors (hydro_simple_scenario_id, generation_plant_id, year, month, hydro_min_flow_mw, hydro_avg_flow_mw) SELECT 21 as hydro_simple_scenario_id, 157997 as generation_plant_id, 2008 as year, month, hydro_min_flow_mw, hydro_avg_flow_mw FROM switch.hydro_historical_monthly_capacity_factors WHERE generation_plant_id = 1157631070 AND hydro_simple_scenario_id = 1;
INSERT INTO switch.hydro_historical_monthly_capacity_factors (hydro_simple_scenario_id, generation_plant_id, year, month, hydro_min_flow_mw, hydro_avg_flow_mw) SELECT 21 as hydro_simple_scenario_id, 158004 as generation_plant_id, 2008 as year, month, hydro_min_flow_mw, hydro_avg_flow_mw FROM switch.hydro_historical_monthly_capacity_factors WHERE generation_plant_id = 1157631077 AND hydro_simple_scenario_id = 1;
INSERT INTO switch.hydro_historical_monthly_capacity_factors (hydro_simple_scenario_id, generation_plant_id, year, month, hydro_min_flow_mw, hydro_avg_flow_mw) SELECT 21 as hydro_simple_scenario_id, 157910 as generation_plant_id, 2008 as year, month, hydro_min_flow_mw, hydro_avg_flow_mw FROM switch.hydro_historical_monthly_capacity_factors WHERE generation_plant_id = 5000894 AND hydro_simple_scenario_id = 1;
INSERT INTO switch.hydro_historical_monthly_capacity_factors (hydro_simple_scenario_id, generation_plant_id, year, month, hydro_min_flow_mw, hydro_avg_flow_mw) SELECT 21 as hydro_simple_scenario_id, 157911 as generation_plant_id, 2008 as year, month, hydro_min_flow_mw, hydro_avg_flow_mw FROM switch.hydro_historical_monthly_capacity_factors WHERE generation_plant_id = 5000895 AND hydro_simple_scenario_id = 1;
INSERT INTO switch.hydro_historical_monthly_capacity_factors (hydro_simple_scenario_id, generation_plant_id, year, month, hydro_min_flow_mw, hydro_avg_flow_mw) SELECT 21 as hydro_simple_scenario_id, 157922 as generation_plant_id, 2008 as year, month, hydro_min_flow_mw, hydro_avg_flow_mw FROM switch.hydro_historical_monthly_capacity_factors WHERE generation_plant_id = 5000906 AND hydro_simple_scenario_id = 1;
INSERT INTO switch.hydro_historical_monthly_capacity_factors (hydro_simple_scenario_id, generation_plant_id, year, month, hydro_min_flow_mw, hydro_avg_flow_mw) SELECT 21 as hydro_simple_scenario_id, 157982 as generation_plant_id, 2008 as year, month, hydro_min_flow_mw, hydro_avg_flow_mw FROM switch.hydro_historical_monthly_capacity_factors WHERE generation_plant_id = 1157631055 AND hydro_simple_scenario_id = 1;
INSERT INTO switch.hydro_historical_monthly_capacity_factors (hydro_simple_scenario_id, generation_plant_id, year, month, hydro_min_flow_mw, hydro_avg_flow_mw) SELECT 21 as hydro_simple_scenario_id, 157981 as generation_plant_id, 2008 as year, month, hydro_min_flow_mw, hydro_avg_flow_mw FROM switch.hydro_historical_monthly_capacity_factors WHERE generation_plant_id = 1157631054 AND hydro_simple_scenario_id = 1;
INSERT INTO switch.hydro_historical_monthly_capacity_factors (hydro_simple_scenario_id, generation_plant_id, year, month, hydro_min_flow_mw, hydro_avg_flow_mw) SELECT 21 as hydro_simple_scenario_id, 157980 as generation_plant_id, 2008 as year, month, hydro_min_flow_mw, hydro_avg_flow_mw FROM switch.hydro_historical_monthly_capacity_factors WHERE generation_plant_id = 1157631053 AND hydro_simple_scenario_id = 1;
INSERT INTO switch.hydro_historical_monthly_capacity_factors (hydro_simple_scenario_id, generation_plant_id, year, month, hydro_min_flow_mw, hydro_avg_flow_mw) SELECT 21 as hydro_simple_scenario_id, 157942 as generation_plant_id, 2008 as year, month, hydro_min_flow_mw, hydro_avg_flow_mw FROM switch.hydro_historical_monthly_capacity_factors WHERE generation_plant_id = 1157631015 AND hydro_simple_scenario_id = 1;
INSERT INTO switch.hydro_historical_monthly_capacity_factors (hydro_simple_scenario_id, generation_plant_id, year, month, hydro_min_flow_mw, hydro_avg_flow_mw) SELECT 21 as hydro_simple_scenario_id, 157912 as generation_plant_id, 2008 as year, month, hydro_min_flow_mw, hydro_avg_flow_mw FROM switch.hydro_historical_monthly_capacity_factors WHERE generation_plant_id = 5000896 AND hydro_simple_scenario_id = 1;
INSERT INTO switch.hydro_historical_monthly_capacity_factors (hydro_simple_scenario_id, generation_plant_id, year, month, hydro_min_flow_mw, hydro_avg_flow_mw) SELECT 21 as hydro_simple_scenario_id, 157913 as generation_plant_id, 2008 as year, month, hydro_min_flow_mw, hydro_avg_flow_mw FROM switch.hydro_historical_monthly_capacity_factors WHERE generation_plant_id = 5000897 AND hydro_simple_scenario_id = 1;
INSERT INTO switch.hydro_historical_monthly_capacity_factors (hydro_simple_scenario_id, generation_plant_id, year, month, hydro_min_flow_mw, hydro_avg_flow_mw) SELECT 21 as hydro_simple_scenario_id, 157914 as generation_plant_id, 2008 as year, month, hydro_min_flow_mw, hydro_avg_flow_mw FROM switch.hydro_historical_monthly_capacity_factors WHERE generation_plant_id = 5000898 AND hydro_simple_scenario_id = 1;
INSERT INTO switch.hydro_historical_monthly_capacity_factors (hydro_simple_scenario_id, generation_plant_id, year, month, hydro_min_flow_mw, hydro_avg_flow_mw) SELECT 21 as hydro_simple_scenario_id, 157915 as generation_plant_id, 2008 as year, month, hydro_min_flow_mw, hydro_avg_flow_mw FROM switch.hydro_historical_monthly_capacity_factors WHERE generation_plant_id = 5000899 AND hydro_simple_scenario_id = 1;
INSERT INTO switch.hydro_historical_monthly_capacity_factors (hydro_simple_scenario_id, generation_plant_id, year, month, hydro_min_flow_mw, hydro_avg_flow_mw) SELECT 21 as hydro_simple_scenario_id, 157916 as generation_plant_id, 2008 as year, month, hydro_min_flow_mw, hydro_avg_flow_mw FROM switch.hydro_historical_monthly_capacity_factors WHERE generation_plant_id = 5000900 AND hydro_simple_scenario_id = 1;
INSERT INTO switch.hydro_historical_monthly_capacity_factors (hydro_simple_scenario_id, generation_plant_id, year, month, hydro_min_flow_mw, hydro_avg_flow_mw) SELECT 21 as hydro_simple_scenario_id, 157974 as generation_plant_id, 2008 as year, month, hydro_min_flow_mw, hydro_avg_flow_mw FROM switch.hydro_historical_monthly_capacity_factors WHERE generation_plant_id = 1157631047 AND hydro_simple_scenario_id = 1;
INSERT INTO switch.hydro_historical_monthly_capacity_factors (hydro_simple_scenario_id, generation_plant_id, year, month, hydro_min_flow_mw, hydro_avg_flow_mw) SELECT 21 as hydro_simple_scenario_id, 157976 as generation_plant_id, 2008 as year, month, hydro_min_flow_mw, hydro_avg_flow_mw FROM switch.hydro_historical_monthly_capacity_factors WHERE generation_plant_id = 1157631049 AND hydro_simple_scenario_id = 1;
INSERT INTO switch.hydro_historical_monthly_capacity_factors (hydro_simple_scenario_id, generation_plant_id, year, month, hydro_min_flow_mw, hydro_avg_flow_mw) SELECT 21 as hydro_simple_scenario_id, 157917 as generation_plant_id, 2008 as year, month, hydro_min_flow_mw, hydro_avg_flow_mw FROM switch.hydro_historical_monthly_capacity_factors WHERE generation_plant_id = 5000901 AND hydro_simple_scenario_id = 1;
INSERT INTO switch.hydro_historical_monthly_capacity_factors (hydro_simple_scenario_id, generation_plant_id, year, month, hydro_min_flow_mw, hydro_avg_flow_mw) SELECT 21 as hydro_simple_scenario_id, 157918 as generation_plant_id, 2008 as year, month, hydro_min_flow_mw, hydro_avg_flow_mw FROM switch.hydro_historical_monthly_capacity_factors WHERE generation_plant_id = 5000902 AND hydro_simple_scenario_id = 1;
INSERT INTO switch.hydro_historical_monthly_capacity_factors (hydro_simple_scenario_id, generation_plant_id, year, month, hydro_min_flow_mw, hydro_avg_flow_mw) SELECT 21 as hydro_simple_scenario_id, 157919 as generation_plant_id, 2008 as year, month, hydro_min_flow_mw, hydro_avg_flow_mw FROM switch.hydro_historical_monthly_capacity_factors WHERE generation_plant_id = 5000903 AND hydro_simple_scenario_id = 1;
INSERT INTO switch.hydro_historical_monthly_capacity_factors (hydro_simple_scenario_id, generation_plant_id, year, month, hydro_min_flow_mw, hydro_avg_flow_mw) SELECT 21 as hydro_simple_scenario_id, 157920 as generation_plant_id, 2008 as year, month, hydro_min_flow_mw, hydro_avg_flow_mw FROM switch.hydro_historical_monthly_capacity_factors WHERE generation_plant_id = 5000904 AND hydro_simple_scenario_id = 1;
INSERT INTO switch.hydro_historical_monthly_capacity_factors (hydro_simple_scenario_id, generation_plant_id, year, month, hydro_min_flow_mw, hydro_avg_flow_mw) SELECT 21 as hydro_simple_scenario_id, 157921 as generation_plant_id, 2008 as year, month, hydro_min_flow_mw, hydro_avg_flow_mw FROM switch.hydro_historical_monthly_capacity_factors WHERE generation_plant_id = 5000905 AND hydro_simple_scenario_id = 1;
INSERT INTO switch.hydro_historical_monthly_capacity_factors (hydro_simple_scenario_id, generation_plant_id, year, month, hydro_min_flow_mw, hydro_avg_flow_mw) SELECT 21 as hydro_simple_scenario_id, 157842 as generation_plant_id, 2008 as year, month, hydro_min_flow_mw, hydro_avg_flow_mw FROM switch.hydro_historical_monthly_capacity_factors WHERE generation_plant_id = 5000826 AND hydro_simple_scenario_id = 1;
INSERT INTO switch.hydro_historical_monthly_capacity_factors (hydro_simple_scenario_id, generation_plant_id, year, month, hydro_min_flow_mw, hydro_avg_flow_mw) SELECT 21 as hydro_simple_scenario_id, 157924 as generation_plant_id, 2008 as year, month, hydro_min_flow_mw, hydro_avg_flow_mw FROM switch.hydro_historical_monthly_capacity_factors WHERE generation_plant_id = 5000908 AND hydro_simple_scenario_id = 1;
INSERT INTO switch.hydro_historical_monthly_capacity_factors (hydro_simple_scenario_id, generation_plant_id, year, month, hydro_min_flow_mw, hydro_avg_flow_mw) SELECT 21 as hydro_simple_scenario_id, 157923 as generation_plant_id, 2008 as year, month, hydro_min_flow_mw, hydro_avg_flow_mw FROM switch.hydro_historical_monthly_capacity_factors WHERE generation_plant_id = 5000907 AND hydro_simple_scenario_id = 1;
INSERT INTO switch.hydro_historical_monthly_capacity_factors (hydro_simple_scenario_id, generation_plant_id, year, month, hydro_min_flow_mw, hydro_avg_flow_mw) SELECT 21 as hydro_simple_scenario_id, 157925 as generation_plant_id, 2008 as year, month, hydro_min_flow_mw, hydro_avg_flow_mw FROM switch.hydro_historical_monthly_capacity_factors WHERE generation_plant_id = 5000909 AND hydro_simple_scenario_id = 1;
INSERT INTO switch.hydro_historical_monthly_capacity_factors (hydro_simple_scenario_id, generation_plant_id, year, month, hydro_min_flow_mw, hydro_avg_flow_mw) SELECT 21 as hydro_simple_scenario_id, 157926 as generation_plant_id, 2008 as year, month, hydro_min_flow_mw, hydro_avg_flow_mw FROM switch.hydro_historical_monthly_capacity_factors WHERE generation_plant_id = 5000910 AND hydro_simple_scenario_id = 1;
INSERT INTO switch.hydro_historical_monthly_capacity_factors (hydro_simple_scenario_id, generation_plant_id, year, month, hydro_min_flow_mw, hydro_avg_flow_mw) SELECT 21 as hydro_simple_scenario_id, 158017 as generation_plant_id, 2008 as year, month, hydro_min_flow_mw, hydro_avg_flow_mw FROM switch.hydro_historical_monthly_capacity_factors WHERE generation_plant_id = 1157631090 AND hydro_simple_scenario_id = 1;
INSERT INTO switch.hydro_historical_monthly_capacity_factors (hydro_simple_scenario_id, generation_plant_id, year, month, hydro_min_flow_mw, hydro_avg_flow_mw) SELECT 21 as hydro_simple_scenario_id, 158016 as generation_plant_id, 2008 as year, month, hydro_min_flow_mw, hydro_avg_flow_mw FROM switch.hydro_historical_monthly_capacity_factors WHERE generation_plant_id = 1157631089 AND hydro_simple_scenario_id = 1;
INSERT INTO switch.hydro_historical_monthly_capacity_factors (hydro_simple_scenario_id, generation_plant_id, year, month, hydro_min_flow_mw, hydro_avg_flow_mw) SELECT 21 as hydro_simple_scenario_id, 158015 as generation_plant_id, 2008 as year, month, hydro_min_flow_mw, hydro_avg_flow_mw FROM switch.hydro_historical_monthly_capacity_factors WHERE generation_plant_id = 1157631088 AND hydro_simple_scenario_id = 1;
INSERT INTO switch.hydro_historical_monthly_capacity_factors (hydro_simple_scenario_id, generation_plant_id, year, month, hydro_min_flow_mw, hydro_avg_flow_mw) SELECT 21 as hydro_simple_scenario_id, 157975 as generation_plant_id, 2008 as year, month, hydro_min_flow_mw, hydro_avg_flow_mw FROM switch.hydro_historical_monthly_capacity_factors WHERE generation_plant_id = 1157631048 AND hydro_simple_scenario_id = 1;
INSERT INTO switch.hydro_historical_monthly_capacity_factors (hydro_simple_scenario_id, generation_plant_id, year, month, hydro_min_flow_mw, hydro_avg_flow_mw) SELECT 21 as hydro_simple_scenario_id, 157977 as generation_plant_id, 2008 as year, month, hydro_min_flow_mw, hydro_avg_flow_mw FROM switch.hydro_historical_monthly_capacity_factors WHERE generation_plant_id = 1157631050 AND hydro_simple_scenario_id = 1;
INSERT INTO switch.hydro_historical_monthly_capacity_factors (hydro_simple_scenario_id, generation_plant_id, year, month, hydro_min_flow_mw, hydro_avg_flow_mw) SELECT 21 as hydro_simple_scenario_id, 157963 as generation_plant_id, 2008 as year, month, hydro_min_flow_mw, hydro_avg_flow_mw FROM switch.hydro_historical_monthly_capacity_factors WHERE generation_plant_id = 1157631036 AND hydro_simple_scenario_id = 1;
INSERT INTO switch.hydro_historical_monthly_capacity_factors (hydro_simple_scenario_id, generation_plant_id, year, month, hydro_min_flow_mw, hydro_avg_flow_mw) SELECT 21 as hydro_simple_scenario_id, 157964 as generation_plant_id, 2008 as year, month, hydro_min_flow_mw, hydro_avg_flow_mw FROM switch.hydro_historical_monthly_capacity_factors WHERE generation_plant_id = 1157631037 AND hydro_simple_scenario_id = 1;
INSERT INTO switch.hydro_historical_monthly_capacity_factors (hydro_simple_scenario_id, generation_plant_id, year, month, hydro_min_flow_mw, hydro_avg_flow_mw) SELECT 21 as hydro_simple_scenario_id, 157965 as generation_plant_id, 2008 as year, month, hydro_min_flow_mw, hydro_avg_flow_mw FROM switch.hydro_historical_monthly_capacity_factors WHERE generation_plant_id = 1157631038 AND hydro_simple_scenario_id = 1;
INSERT INTO switch.hydro_historical_monthly_capacity_factors (hydro_simple_scenario_id, generation_plant_id, year, month, hydro_min_flow_mw, hydro_avg_flow_mw) SELECT 21 as hydro_simple_scenario_id, 157966 as generation_plant_id, 2008 as year, month, hydro_min_flow_mw, hydro_avg_flow_mw FROM switch.hydro_historical_monthly_capacity_factors WHERE generation_plant_id = 1157631039 AND hydro_simple_scenario_id = 1;
INSERT INTO switch.hydro_historical_monthly_capacity_factors (hydro_simple_scenario_id, generation_plant_id, year, month, hydro_min_flow_mw, hydro_avg_flow_mw) SELECT 21 as hydro_simple_scenario_id, 158043 as generation_plant_id, 2008 as year, month, hydro_min_flow_mw, hydro_avg_flow_mw FROM switch.hydro_historical_monthly_capacity_factors WHERE generation_plant_id = 1157631116 AND hydro_simple_scenario_id = 1;
INSERT INTO switch.hydro_historical_monthly_capacity_factors (hydro_simple_scenario_id, generation_plant_id, year, month, hydro_min_flow_mw, hydro_avg_flow_mw) SELECT 21 as hydro_simple_scenario_id, 158040 as generation_plant_id, 2008 as year, month, hydro_min_flow_mw, hydro_avg_flow_mw FROM switch.hydro_historical_monthly_capacity_factors WHERE generation_plant_id = 1157631113 AND hydro_simple_scenario_id = 1;
INSERT INTO switch.hydro_historical_monthly_capacity_factors (hydro_simple_scenario_id, generation_plant_id, year, month, hydro_min_flow_mw, hydro_avg_flow_mw) SELECT 21 as hydro_simple_scenario_id, 157843 as generation_plant_id, 2008 as year, month, hydro_min_flow_mw, hydro_avg_flow_mw FROM switch.hydro_historical_monthly_capacity_factors WHERE generation_plant_id = 5000827 AND hydro_simple_scenario_id = 1;
INSERT INTO switch.hydro_historical_monthly_capacity_factors (hydro_simple_scenario_id, generation_plant_id, year, month, hydro_min_flow_mw, hydro_avg_flow_mw) SELECT 21 as hydro_simple_scenario_id, 157927 as generation_plant_id, 2008 as year, month, hydro_min_flow_mw, hydro_avg_flow_mw FROM switch.hydro_historical_monthly_capacity_factors WHERE generation_plant_id = 5000911 AND hydro_simple_scenario_id = 1;
INSERT INTO switch.hydro_historical_monthly_capacity_factors (hydro_simple_scenario_id, generation_plant_id, year, month, hydro_min_flow_mw, hydro_avg_flow_mw) SELECT 21 as hydro_simple_scenario_id, 157928 as generation_plant_id, 2008 as year, month, hydro_min_flow_mw, hydro_avg_flow_mw FROM switch.hydro_historical_monthly_capacity_factors WHERE generation_plant_id = 5000912 AND hydro_simple_scenario_id = 1;
INSERT INTO switch.hydro_historical_monthly_capacity_factors (hydro_simple_scenario_id, generation_plant_id, year, month, hydro_min_flow_mw, hydro_avg_flow_mw) SELECT 21 as hydro_simple_scenario_id, 157844 as generation_plant_id, 2008 as year, month, hydro_min_flow_mw, hydro_avg_flow_mw FROM switch.hydro_historical_monthly_capacity_factors WHERE generation_plant_id = 5000828 AND hydro_simple_scenario_id = 1;
INSERT INTO switch.hydro_historical_monthly_capacity_factors (hydro_simple_scenario_id, generation_plant_id, year, month, hydro_min_flow_mw, hydro_avg_flow_mw) SELECT 21 as hydro_simple_scenario_id, 157929 as generation_plant_id, 2008 as year, month, hydro_min_flow_mw, hydro_avg_flow_mw FROM switch.hydro_historical_monthly_capacity_factors WHERE generation_plant_id = 5000913 AND hydro_simple_scenario_id = 1;
INSERT INTO switch.hydro_historical_monthly_capacity_factors (hydro_simple_scenario_id, generation_plant_id, year, month, hydro_min_flow_mw, hydro_avg_flow_mw) SELECT 21 as hydro_simple_scenario_id, 157930 as generation_plant_id, 2008 as year, month, hydro_min_flow_mw, hydro_avg_flow_mw FROM switch.hydro_historical_monthly_capacity_factors WHERE generation_plant_id = 5000914 AND hydro_simple_scenario_id = 1;
INSERT INTO switch.hydro_historical_monthly_capacity_factors (hydro_simple_scenario_id, generation_plant_id, year, month, hydro_min_flow_mw, hydro_avg_flow_mw) SELECT 21 as hydro_simple_scenario_id, 157931 as generation_plant_id, 2008 as year, month, hydro_min_flow_mw, hydro_avg_flow_mw FROM switch.hydro_historical_monthly_capacity_factors WHERE generation_plant_id = 5000915 AND hydro_simple_scenario_id = 1;
INSERT INTO switch.hydro_historical_monthly_capacity_factors (hydro_simple_scenario_id, generation_plant_id, year, month, hydro_min_flow_mw, hydro_avg_flow_mw) SELECT 21 as hydro_simple_scenario_id, 157932 as generation_plant_id, 2008 as year, month, hydro_min_flow_mw, hydro_avg_flow_mw FROM switch.hydro_historical_monthly_capacity_factors WHERE generation_plant_id = 5000916 AND hydro_simple_scenario_id = 1;
INSERT INTO switch.hydro_historical_monthly_capacity_factors (hydro_simple_scenario_id, generation_plant_id, year, month, hydro_min_flow_mw, hydro_avg_flow_mw) SELECT 21 as hydro_simple_scenario_id, 157933 as generation_plant_id, 2008 as year, month, hydro_min_flow_mw, hydro_avg_flow_mw FROM switch.hydro_historical_monthly_capacity_factors WHERE generation_plant_id = 5000917 AND hydro_simple_scenario_id = 1;
INSERT INTO switch.hydro_historical_monthly_capacity_factors (hydro_simple_scenario_id, generation_plant_id, year, month, hydro_min_flow_mw, hydro_avg_flow_mw) SELECT 21 as hydro_simple_scenario_id, 157934 as generation_plant_id, 2008 as year, month, hydro_min_flow_mw, hydro_avg_flow_mw FROM switch.hydro_historical_monthly_capacity_factors WHERE generation_plant_id = 5000918 AND hydro_simple_scenario_id = 1;
INSERT INTO switch.hydro_historical_monthly_capacity_factors (hydro_simple_scenario_id, generation_plant_id, year, month, hydro_min_flow_mw, hydro_avg_flow_mw) SELECT 21 as hydro_simple_scenario_id, 158010 as generation_plant_id, 2008 as year, month, hydro_min_flow_mw, hydro_avg_flow_mw FROM switch.hydro_historical_monthly_capacity_factors WHERE generation_plant_id = 1157631083 AND hydro_simple_scenario_id = 1;
INSERT INTO switch.hydro_historical_monthly_capacity_factors (hydro_simple_scenario_id, generation_plant_id, year, month, hydro_min_flow_mw, hydro_avg_flow_mw) SELECT 21 as hydro_simple_scenario_id, 157952 as generation_plant_id, 2008 as year, month, hydro_min_flow_mw, hydro_avg_flow_mw FROM switch.hydro_historical_monthly_capacity_factors WHERE generation_plant_id = 1157631025 AND hydro_simple_scenario_id = 1;
INSERT INTO switch.hydro_historical_monthly_capacity_factors (hydro_simple_scenario_id, generation_plant_id, year, month, hydro_min_flow_mw, hydro_avg_flow_mw) SELECT 21 as hydro_simple_scenario_id, 157949 as generation_plant_id, 2008 as year, month, hydro_min_flow_mw, hydro_avg_flow_mw FROM switch.hydro_historical_monthly_capacity_factors WHERE generation_plant_id = 1157631022 AND hydro_simple_scenario_id = 1;
INSERT INTO switch.hydro_historical_monthly_capacity_factors (hydro_simple_scenario_id, generation_plant_id, year, month, hydro_min_flow_mw, hydro_avg_flow_mw) SELECT 21 as hydro_simple_scenario_id, 157962 as generation_plant_id, 2008 as year, month, hydro_min_flow_mw, hydro_avg_flow_mw FROM switch.hydro_historical_monthly_capacity_factors WHERE generation_plant_id = 1157631035 AND hydro_simple_scenario_id = 1;
INSERT INTO switch.hydro_historical_monthly_capacity_factors (hydro_simple_scenario_id, generation_plant_id, year, month, hydro_min_flow_mw, hydro_avg_flow_mw) SELECT 21 as hydro_simple_scenario_id, 157935 as generation_plant_id, 2008 as year, month, hydro_min_flow_mw, hydro_avg_flow_mw FROM switch.hydro_historical_monthly_capacity_factors WHERE generation_plant_id = 5000919 AND hydro_simple_scenario_id = 1;
INSERT INTO switch.hydro_historical_monthly_capacity_factors (hydro_simple_scenario_id, generation_plant_id, year, month, hydro_min_flow_mw, hydro_avg_flow_mw) SELECT 21 as hydro_simple_scenario_id, 157936 as generation_plant_id, 2008 as year, month, hydro_min_flow_mw, hydro_avg_flow_mw FROM switch.hydro_historical_monthly_capacity_factors WHERE generation_plant_id = 5000920 AND hydro_simple_scenario_id = 1;
INSERT INTO switch.hydro_historical_monthly_capacity_factors (hydro_simple_scenario_id, generation_plant_id, year, month, hydro_min_flow_mw, hydro_avg_flow_mw) SELECT 21 as hydro_simple_scenario_id, 158007 as generation_plant_id, 2008 as year, month, hydro_min_flow_mw, hydro_avg_flow_mw FROM switch.hydro_historical_monthly_capacity_factors WHERE generation_plant_id = 1157631080 AND hydro_simple_scenario_id = 1;
INSERT INTO switch.hydro_historical_monthly_capacity_factors (hydro_simple_scenario_id, generation_plant_id, year, month, hydro_min_flow_mw, hydro_avg_flow_mw) SELECT 21 as hydro_simple_scenario_id, 157937 as generation_plant_id, 2008 as year, month, hydro_min_flow_mw, hydro_avg_flow_mw FROM switch.hydro_historical_monthly_capacity_factors WHERE generation_plant_id = 5000921 AND hydro_simple_scenario_id = 1;
INSERT INTO switch.hydro_historical_monthly_capacity_factors (hydro_simple_scenario_id, generation_plant_id, year, month, hydro_min_flow_mw, hydro_avg_flow_mw) SELECT 21 as hydro_simple_scenario_id, 157938 as generation_plant_id, 2008 as year, month, hydro_min_flow_mw, hydro_avg_flow_mw FROM switch.hydro_historical_monthly_capacity_factors WHERE generation_plant_id = 5000922 AND hydro_simple_scenario_id = 1;
INSERT INTO switch.hydro_historical_monthly_capacity_factors (hydro_simple_scenario_id, generation_plant_id, year, month, hydro_min_flow_mw, hydro_avg_flow_mw) SELECT 21 as hydro_simple_scenario_id, 157845 as generation_plant_id, 2008 as year, month, hydro_min_flow_mw, hydro_avg_flow_mw FROM switch.hydro_historical_monthly_capacity_factors WHERE generation_plant_id = 5000829 AND hydro_simple_scenario_id = 1;
INSERT INTO switch.hydro_historical_monthly_capacity_factors (hydro_simple_scenario_id, generation_plant_id, year, month, hydro_min_flow_mw, hydro_avg_flow_mw) SELECT 21 as hydro_simple_scenario_id, 158055 as generation_plant_id, 2008 as year, month, hydro_min_flow_mw, hydro_avg_flow_mw FROM switch.hydro_historical_monthly_capacity_factors WHERE generation_plant_id = 1157631128 AND hydro_simple_scenario_id = 1;
INSERT INTO switch.hydro_historical_monthly_capacity_factors (hydro_simple_scenario_id, generation_plant_id, year, month, hydro_min_flow_mw, hydro_avg_flow_mw) SELECT 21 as hydro_simple_scenario_id, 158056 as generation_plant_id, 2008 as year, month, hydro_min_flow_mw, hydro_avg_flow_mw FROM switch.hydro_historical_monthly_capacity_factors WHERE generation_plant_id = 1157631129 AND hydro_simple_scenario_id = 1;
INSERT INTO switch.hydro_historical_monthly_capacity_factors (hydro_simple_scenario_id, generation_plant_id, year, month, hydro_min_flow_mw, hydro_avg_flow_mw) SELECT 21 as hydro_simple_scenario_id, 157939 as generation_plant_id, 2008 as year, month, hydro_min_flow_mw, hydro_avg_flow_mw FROM switch.hydro_historical_monthly_capacity_factors WHERE generation_plant_id = 5000923 AND hydro_simple_scenario_id = 1;
INSERT INTO switch.hydro_historical_monthly_capacity_factors (hydro_simple_scenario_id, generation_plant_id, year, month, hydro_min_flow_mw, hydro_avg_flow_mw) SELECT 21 as hydro_simple_scenario_id, 158059 as generation_plant_id, 2008 as year, month, hydro_min_flow_mw, hydro_avg_flow_mw FROM switch.hydro_historical_monthly_capacity_factors WHERE generation_plant_id = 1157631165 AND hydro_simple_scenario_id = 1;
INSERT INTO switch.hydro_historical_monthly_capacity_factors (hydro_simple_scenario_id, generation_plant_id, year, month, hydro_min_flow_mw, hydro_avg_flow_mw) SELECT 21 as hydro_simple_scenario_id, 158068 as generation_plant_id, 2008 as year, month, hydro_min_flow_mw, hydro_avg_flow_mw FROM switch.hydro_historical_monthly_capacity_factors WHERE generation_plant_id = 1157631174 AND hydro_simple_scenario_id = 1;
INSERT INTO switch.hydro_historical_monthly_capacity_factors (hydro_simple_scenario_id, generation_plant_id, year, month, hydro_min_flow_mw, hydro_avg_flow_mw) SELECT 21 as hydro_simple_scenario_id, 158069 as generation_plant_id, 2008 as year, month, hydro_min_flow_mw, hydro_avg_flow_mw FROM switch.hydro_historical_monthly_capacity_factors WHERE generation_plant_id = 1157631175 AND hydro_simple_scenario_id = 1;
INSERT INTO switch.hydro_historical_monthly_capacity_factors (hydro_simple_scenario_id, generation_plant_id, year, month, hydro_min_flow_mw, hydro_avg_flow_mw) SELECT 21 as hydro_simple_scenario_id, 158070 as generation_plant_id, 2008 as year, month, hydro_min_flow_mw, hydro_avg_flow_mw FROM switch.hydro_historical_monthly_capacity_factors WHERE generation_plant_id = 1157631176 AND hydro_simple_scenario_id = 1;
INSERT INTO switch.hydro_historical_monthly_capacity_factors (hydro_simple_scenario_id, generation_plant_id, year, month, hydro_min_flow_mw, hydro_avg_flow_mw) SELECT 21 as hydro_simple_scenario_id, 158071 as generation_plant_id, 2008 as year, month, hydro_min_flow_mw, hydro_avg_flow_mw FROM switch.hydro_historical_monthly_capacity_factors WHERE generation_plant_id = 1157631177 AND hydro_simple_scenario_id = 1;
INSERT INTO switch.hydro_historical_monthly_capacity_factors (hydro_simple_scenario_id, generation_plant_id, year, month, hydro_min_flow_mw, hydro_avg_flow_mw) SELECT 21 as hydro_simple_scenario_id, 158072 as generation_plant_id, 2008 as year, month, hydro_min_flow_mw, hydro_avg_flow_mw FROM switch.hydro_historical_monthly_capacity_factors WHERE generation_plant_id = 1157631178 AND hydro_simple_scenario_id = 1;
INSERT INTO switch.hydro_historical_monthly_capacity_factors (hydro_simple_scenario_id, generation_plant_id, year, month, hydro_min_flow_mw, hydro_avg_flow_mw) SELECT 21 as hydro_simple_scenario_id, 158073 as generation_plant_id, 2008 as year, month, hydro_min_flow_mw, hydro_avg_flow_mw FROM switch.hydro_historical_monthly_capacity_factors WHERE generation_plant_id = 1157631179 AND hydro_simple_scenario_id = 1;
INSERT INTO switch.hydro_historical_monthly_capacity_factors (hydro_simple_scenario_id, generation_plant_id, year, month, hydro_min_flow_mw, hydro_avg_flow_mw) SELECT 21 as hydro_simple_scenario_id, 158074 as generation_plant_id, 2008 as year, month, hydro_min_flow_mw, hydro_avg_flow_mw FROM switch.hydro_historical_monthly_capacity_factors WHERE generation_plant_id = 1157631180 AND hydro_simple_scenario_id = 1;
INSERT INTO switch.hydro_historical_monthly_capacity_factors (hydro_simple_scenario_id, generation_plant_id, year, month, hydro_min_flow_mw, hydro_avg_flow_mw) SELECT 21 as hydro_simple_scenario_id, 158075 as generation_plant_id, 2008 as year, month, hydro_min_flow_mw, hydro_avg_flow_mw FROM switch.hydro_historical_monthly_capacity_factors WHERE generation_plant_id = 1157631181 AND hydro_simple_scenario_id = 1;
INSERT INTO switch.hydro_historical_monthly_capacity_factors (hydro_simple_scenario_id, generation_plant_id, year, month, hydro_min_flow_mw, hydro_avg_flow_mw) SELECT 21 as hydro_simple_scenario_id, 158076 as generation_plant_id, 2008 as year, month, hydro_min_flow_mw, hydro_avg_flow_mw FROM switch.hydro_historical_monthly_capacity_factors WHERE generation_plant_id = 1157631182 AND hydro_simple_scenario_id = 1;
INSERT INTO switch.hydro_historical_monthly_capacity_factors (hydro_simple_scenario_id, generation_plant_id, year, month, hydro_min_flow_mw, hydro_avg_flow_mw) SELECT 21 as hydro_simple_scenario_id, 158077 as generation_plant_id, 2008 as year, month, hydro_min_flow_mw, hydro_avg_flow_mw FROM switch.hydro_historical_monthly_capacity_factors WHERE generation_plant_id = 1157631183 AND hydro_simple_scenario_id = 1;
INSERT INTO switch.hydro_historical_monthly_capacity_factors (hydro_simple_scenario_id, generation_plant_id, year, month, hydro_min_flow_mw, hydro_avg_flow_mw) SELECT 21 as hydro_simple_scenario_id, 158060 as generation_plant_id, 2008 as year, month, hydro_min_flow_mw, hydro_avg_flow_mw FROM switch.hydro_historical_monthly_capacity_factors WHERE generation_plant_id = 1157631166 AND hydro_simple_scenario_id = 1;
INSERT INTO switch.hydro_historical_monthly_capacity_factors (hydro_simple_scenario_id, generation_plant_id, year, month, hydro_min_flow_mw, hydro_avg_flow_mw) SELECT 21 as hydro_simple_scenario_id, 158078 as generation_plant_id, 2008 as year, month, hydro_min_flow_mw, hydro_avg_flow_mw FROM switch.hydro_historical_monthly_capacity_factors WHERE generation_plant_id = 1157631184 AND hydro_simple_scenario_id = 1;
INSERT INTO switch.hydro_historical_monthly_capacity_factors (hydro_simple_scenario_id, generation_plant_id, year, month, hydro_min_flow_mw, hydro_avg_flow_mw) SELECT 21 as hydro_simple_scenario_id, 158079 as generation_plant_id, 2008 as year, month, hydro_min_flow_mw, hydro_avg_flow_mw FROM switch.hydro_historical_monthly_capacity_factors WHERE generation_plant_id = 1157631185 AND hydro_simple_scenario_id = 1;
INSERT INTO switch.hydro_historical_monthly_capacity_factors (hydro_simple_scenario_id, generation_plant_id, year, month, hydro_min_flow_mw, hydro_avg_flow_mw) SELECT 21 as hydro_simple_scenario_id, 158080 as generation_plant_id, 2008 as year, month, hydro_min_flow_mw, hydro_avg_flow_mw FROM switch.hydro_historical_monthly_capacity_factors WHERE generation_plant_id = 1157631186 AND hydro_simple_scenario_id = 1;
INSERT INTO switch.hydro_historical_monthly_capacity_factors (hydro_simple_scenario_id, generation_plant_id, year, month, hydro_min_flow_mw, hydro_avg_flow_mw) SELECT 21 as hydro_simple_scenario_id, 158081 as generation_plant_id, 2008 as year, month, hydro_min_flow_mw, hydro_avg_flow_mw FROM switch.hydro_historical_monthly_capacity_factors WHERE generation_plant_id = 1157631187 AND hydro_simple_scenario_id = 1;
INSERT INTO switch.hydro_historical_monthly_capacity_factors (hydro_simple_scenario_id, generation_plant_id, year, month, hydro_min_flow_mw, hydro_avg_flow_mw) SELECT 21 as hydro_simple_scenario_id, 158082 as generation_plant_id, 2008 as year, month, hydro_min_flow_mw, hydro_avg_flow_mw FROM switch.hydro_historical_monthly_capacity_factors WHERE generation_plant_id = 1157631188 AND hydro_simple_scenario_id = 1;
INSERT INTO switch.hydro_historical_monthly_capacity_factors (hydro_simple_scenario_id, generation_plant_id, year, month, hydro_min_flow_mw, hydro_avg_flow_mw) SELECT 21 as hydro_simple_scenario_id, 158083 as generation_plant_id, 2008 as year, month, hydro_min_flow_mw, hydro_avg_flow_mw FROM switch.hydro_historical_monthly_capacity_factors WHERE generation_plant_id = 1157631189 AND hydro_simple_scenario_id = 1;
INSERT INTO switch.hydro_historical_monthly_capacity_factors (hydro_simple_scenario_id, generation_plant_id, year, month, hydro_min_flow_mw, hydro_avg_flow_mw) SELECT 21 as hydro_simple_scenario_id, 158084 as generation_plant_id, 2008 as year, month, hydro_min_flow_mw, hydro_avg_flow_mw FROM switch.hydro_historical_monthly_capacity_factors WHERE generation_plant_id = 1157631190 AND hydro_simple_scenario_id = 1;
INSERT INTO switch.hydro_historical_monthly_capacity_factors (hydro_simple_scenario_id, generation_plant_id, year, month, hydro_min_flow_mw, hydro_avg_flow_mw) SELECT 21 as hydro_simple_scenario_id, 158085 as generation_plant_id, 2008 as year, month, hydro_min_flow_mw, hydro_avg_flow_mw FROM switch.hydro_historical_monthly_capacity_factors WHERE generation_plant_id = 1157631191 AND hydro_simple_scenario_id = 1;
INSERT INTO switch.hydro_historical_monthly_capacity_factors (hydro_simple_scenario_id, generation_plant_id, year, month, hydro_min_flow_mw, hydro_avg_flow_mw) SELECT 21 as hydro_simple_scenario_id, 158086 as generation_plant_id, 2008 as year, month, hydro_min_flow_mw, hydro_avg_flow_mw FROM switch.hydro_historical_monthly_capacity_factors WHERE generation_plant_id = 1157631192 AND hydro_simple_scenario_id = 1;
INSERT INTO switch.hydro_historical_monthly_capacity_factors (hydro_simple_scenario_id, generation_plant_id, year, month, hydro_min_flow_mw, hydro_avg_flow_mw) SELECT 21 as hydro_simple_scenario_id, 158087 as generation_plant_id, 2008 as year, month, hydro_min_flow_mw, hydro_avg_flow_mw FROM switch.hydro_historical_monthly_capacity_factors WHERE generation_plant_id = 1157631193 AND hydro_simple_scenario_id = 1;
INSERT INTO switch.hydro_historical_monthly_capacity_factors (hydro_simple_scenario_id, generation_plant_id, year, month, hydro_min_flow_mw, hydro_avg_flow_mw) SELECT 21 as hydro_simple_scenario_id, 158061 as generation_plant_id, 2008 as year, month, hydro_min_flow_mw, hydro_avg_flow_mw FROM switch.hydro_historical_monthly_capacity_factors WHERE generation_plant_id = 1157631167 AND hydro_simple_scenario_id = 1;
INSERT INTO switch.hydro_historical_monthly_capacity_factors (hydro_simple_scenario_id, generation_plant_id, year, month, hydro_min_flow_mw, hydro_avg_flow_mw) SELECT 21 as hydro_simple_scenario_id, 158088 as generation_plant_id, 2008 as year, month, hydro_min_flow_mw, hydro_avg_flow_mw FROM switch.hydro_historical_monthly_capacity_factors WHERE generation_plant_id = 1157631194 AND hydro_simple_scenario_id = 1;
INSERT INTO switch.hydro_historical_monthly_capacity_factors (hydro_simple_scenario_id, generation_plant_id, year, month, hydro_min_flow_mw, hydro_avg_flow_mw) SELECT 21 as hydro_simple_scenario_id, 158089 as generation_plant_id, 2008 as year, month, hydro_min_flow_mw, hydro_avg_flow_mw FROM switch.hydro_historical_monthly_capacity_factors WHERE generation_plant_id = 1157631195 AND hydro_simple_scenario_id = 1;
INSERT INTO switch.hydro_historical_monthly_capacity_factors (hydro_simple_scenario_id, generation_plant_id, year, month, hydro_min_flow_mw, hydro_avg_flow_mw) SELECT 21 as hydro_simple_scenario_id, 158090 as generation_plant_id, 2008 as year, month, hydro_min_flow_mw, hydro_avg_flow_mw FROM switch.hydro_historical_monthly_capacity_factors WHERE generation_plant_id = 1157631196 AND hydro_simple_scenario_id = 1;
INSERT INTO switch.hydro_historical_monthly_capacity_factors (hydro_simple_scenario_id, generation_plant_id, year, month, hydro_min_flow_mw, hydro_avg_flow_mw) SELECT 21 as hydro_simple_scenario_id, 158091 as generation_plant_id, 2008 as year, month, hydro_min_flow_mw, hydro_avg_flow_mw FROM switch.hydro_historical_monthly_capacity_factors WHERE generation_plant_id = 1157631197 AND hydro_simple_scenario_id = 1;
INSERT INTO switch.hydro_historical_monthly_capacity_factors (hydro_simple_scenario_id, generation_plant_id, year, month, hydro_min_flow_mw, hydro_avg_flow_mw) SELECT 21 as hydro_simple_scenario_id, 158092 as generation_plant_id, 2008 as year, month, hydro_min_flow_mw, hydro_avg_flow_mw FROM switch.hydro_historical_monthly_capacity_factors WHERE generation_plant_id = 1157631198 AND hydro_simple_scenario_id = 1;
INSERT INTO switch.hydro_historical_monthly_capacity_factors (hydro_simple_scenario_id, generation_plant_id, year, month, hydro_min_flow_mw, hydro_avg_flow_mw) SELECT 21 as hydro_simple_scenario_id, 158062 as generation_plant_id, 2008 as year, month, hydro_min_flow_mw, hydro_avg_flow_mw FROM switch.hydro_historical_monthly_capacity_factors WHERE generation_plant_id = 1157631168 AND hydro_simple_scenario_id = 1;
INSERT INTO switch.hydro_historical_monthly_capacity_factors (hydro_simple_scenario_id, generation_plant_id, year, month, hydro_min_flow_mw, hydro_avg_flow_mw) SELECT 21 as hydro_simple_scenario_id, 158063 as generation_plant_id, 2008 as year, month, hydro_min_flow_mw, hydro_avg_flow_mw FROM switch.hydro_historical_monthly_capacity_factors WHERE generation_plant_id = 1157631169 AND hydro_simple_scenario_id = 1;
INSERT INTO switch.hydro_historical_monthly_capacity_factors (hydro_simple_scenario_id, generation_plant_id, year, month, hydro_min_flow_mw, hydro_avg_flow_mw) SELECT 21 as hydro_simple_scenario_id, 158064 as generation_plant_id, 2008 as year, month, hydro_min_flow_mw, hydro_avg_flow_mw FROM switch.hydro_historical_monthly_capacity_factors WHERE generation_plant_id = 1157631170 AND hydro_simple_scenario_id = 1;
INSERT INTO switch.hydro_historical_monthly_capacity_factors (hydro_simple_scenario_id, generation_plant_id, year, month, hydro_min_flow_mw, hydro_avg_flow_mw) SELECT 21 as hydro_simple_scenario_id, 158065 as generation_plant_id, 2008 as year, month, hydro_min_flow_mw, hydro_avg_flow_mw FROM switch.hydro_historical_monthly_capacity_factors WHERE generation_plant_id = 1157631171 AND hydro_simple_scenario_id = 1;
INSERT INTO switch.hydro_historical_monthly_capacity_factors (hydro_simple_scenario_id, generation_plant_id, year, month, hydro_min_flow_mw, hydro_avg_flow_mw) SELECT 21 as hydro_simple_scenario_id, 158066 as generation_plant_id, 2008 as year, month, hydro_min_flow_mw, hydro_avg_flow_mw FROM switch.hydro_historical_monthly_capacity_factors WHERE generation_plant_id = 1157631172 AND hydro_simple_scenario_id = 1;
INSERT INTO switch.hydro_historical_monthly_capacity_factors (hydro_simple_scenario_id, generation_plant_id, year, month, hydro_min_flow_mw, hydro_avg_flow_mw) SELECT 21 as hydro_simple_scenario_id, 158067 as generation_plant_id, 2008 as year, month, hydro_min_flow_mw, hydro_avg_flow_mw FROM switch.hydro_historical_monthly_capacity_factors WHERE generation_plant_id = 1157631173 AND hydro_simple_scenario_id = 1;
INSERT INTO switch.hydro_historical_monthly_capacity_factors (hydro_simple_scenario_id, generation_plant_id, year, month, hydro_min_flow_mw, hydro_avg_flow_mw) SELECT 21 as hydro_simple_scenario_id, 158009 as generation_plant_id, 2008 as year, month, hydro_min_flow_mw, hydro_avg_flow_mw FROM switch.hydro_historical_monthly_capacity_factors WHERE generation_plant_id = 1157631082 AND hydro_simple_scenario_id = 1;
INSERT INTO switch.hydro_historical_monthly_capacity_factors (hydro_simple_scenario_id, generation_plant_id, year, month, hydro_min_flow_mw, hydro_avg_flow_mw) SELECT 21 as hydro_simple_scenario_id, 158014 as generation_plant_id, 2008 as year, month, hydro_min_flow_mw, hydro_avg_flow_mw FROM switch.hydro_historical_monthly_capacity_factors WHERE generation_plant_id = 1157631087 AND hydro_simple_scenario_id = 1;

## hydro_historical_cf_2009
INSERT INTO switch.hydro_historical_monthly_capacity_factors (hydro_simple_scenario_id, generation_plant_id, year, month, hydro_min_flow_mw, hydro_avg_flow_mw)
SELECT 21 as hydro_simple_scenario_id, 154089 as generation_plant_id, 2004 as year, month, hydro_min_flow_mw, hydro_avg_flow_mw
FROM switch.hydro_historical_monthly_capacity_factors
WHERE generation_plant_id = 5000830
AND hydro_simple_scenario_id = 1
INSERT INTO switch.hydro_historical_monthly_capacity_factors (hydro_simple_scenario_id, generation_plant_id, year, month, hydro_min_flow_mw, hydro_avg_flow_mw) SELECT 21 as hydro_simple_scenario_id, | new_id | as generation_plant_id, | 2009 | as year, month, hydro_min_flow_mw, hydro_avg_flow_mw FROM switch.hydro_historical_monthly_capacity_factors WHERE generation_plant_id = | old_id | AND hydro_simple_scenario_id = 1;
INSERT INTO switch.hydro_historical_monthly_capacity_factors (hydro_simple_scenario_id, generation_plant_id, year, month, hydro_min_flow_mw, hydro_avg_flow_mw) SELECT 21 as hydro_simple_scenario_id, 157846 as generation_plant_id, 2009 as year, month, hydro_min_flow_mw, hydro_avg_flow_mw FROM switch.hydro_historical_monthly_capacity_factors WHERE generation_plant_id = 5000830 AND hydro_simple_scenario_id = 1;
INSERT INTO switch.hydro_historical_monthly_capacity_factors (hydro_simple_scenario_id, generation_plant_id, year, month, hydro_min_flow_mw, hydro_avg_flow_mw) SELECT 21 as hydro_simple_scenario_id, 157959 as generation_plant_id, 2009 as year, month, hydro_min_flow_mw, hydro_avg_flow_mw FROM switch.hydro_historical_monthly_capacity_factors WHERE generation_plant_id = 1157631032 AND hydro_simple_scenario_id = 1;
INSERT INTO switch.hydro_historical_monthly_capacity_factors (hydro_simple_scenario_id, generation_plant_id, year, month, hydro_min_flow_mw, hydro_avg_flow_mw) SELECT 21 as hydro_simple_scenario_id, 157847 as generation_plant_id, 2009 as year, month, hydro_min_flow_mw, hydro_avg_flow_mw FROM switch.hydro_historical_monthly_capacity_factors WHERE generation_plant_id = 5000831 AND hydro_simple_scenario_id = 1;
INSERT INTO switch.hydro_historical_monthly_capacity_factors (hydro_simple_scenario_id, generation_plant_id, year, month, hydro_min_flow_mw, hydro_avg_flow_mw) SELECT 21 as hydro_simple_scenario_id, 158008 as generation_plant_id, 2009 as year, month, hydro_min_flow_mw, hydro_avg_flow_mw FROM switch.hydro_historical_monthly_capacity_factors WHERE generation_plant_id = 1157631081 AND hydro_simple_scenario_id = 1;
INSERT INTO switch.hydro_historical_monthly_capacity_factors (hydro_simple_scenario_id, generation_plant_id, year, month, hydro_min_flow_mw, hydro_avg_flow_mw) SELECT 21 as hydro_simple_scenario_id, 157848 as generation_plant_id, 2009 as year, month, hydro_min_flow_mw, hydro_avg_flow_mw FROM switch.hydro_historical_monthly_capacity_factors WHERE generation_plant_id = 5000832 AND hydro_simple_scenario_id = 1;
INSERT INTO switch.hydro_historical_monthly_capacity_factors (hydro_simple_scenario_id, generation_plant_id, year, month, hydro_min_flow_mw, hydro_avg_flow_mw) SELECT 21 as hydro_simple_scenario_id, 157849 as generation_plant_id, 2009 as year, month, hydro_min_flow_mw, hydro_avg_flow_mw FROM switch.hydro_historical_monthly_capacity_factors WHERE generation_plant_id = 5000833 AND hydro_simple_scenario_id = 1;
INSERT INTO switch.hydro_historical_monthly_capacity_factors (hydro_simple_scenario_id, generation_plant_id, year, month, hydro_min_flow_mw, hydro_avg_flow_mw) SELECT 21 as hydro_simple_scenario_id, 157851 as generation_plant_id, 2009 as year, month, hydro_min_flow_mw, hydro_avg_flow_mw FROM switch.hydro_historical_monthly_capacity_factors WHERE generation_plant_id = 5000835 AND hydro_simple_scenario_id = 1;
INSERT INTO switch.hydro_historical_monthly_capacity_factors (hydro_simple_scenario_id, generation_plant_id, year, month, hydro_min_flow_mw, hydro_avg_flow_mw) SELECT 21 as hydro_simple_scenario_id, 157850 as generation_plant_id, 2009 as year, month, hydro_min_flow_mw, hydro_avg_flow_mw FROM switch.hydro_historical_monthly_capacity_factors WHERE generation_plant_id = 5000834 AND hydro_simple_scenario_id = 1;
INSERT INTO switch.hydro_historical_monthly_capacity_factors (hydro_simple_scenario_id, generation_plant_id, year, month, hydro_min_flow_mw, hydro_avg_flow_mw) SELECT 21 as hydro_simple_scenario_id, 158044 as generation_plant_id, 2009 as year, month, hydro_min_flow_mw, hydro_avg_flow_mw FROM switch.hydro_historical_monthly_capacity_factors WHERE generation_plant_id = 1157631117 AND hydro_simple_scenario_id = 1;
INSERT INTO switch.hydro_historical_monthly_capacity_factors (hydro_simple_scenario_id, generation_plant_id, year, month, hydro_min_flow_mw, hydro_avg_flow_mw) SELECT 21 as hydro_simple_scenario_id, 157961 as generation_plant_id, 2009 as year, month, hydro_min_flow_mw, hydro_avg_flow_mw FROM switch.hydro_historical_monthly_capacity_factors WHERE generation_plant_id = 1157631034 AND hydro_simple_scenario_id = 1;
INSERT INTO switch.hydro_historical_monthly_capacity_factors (hydro_simple_scenario_id, generation_plant_id, year, month, hydro_min_flow_mw, hydro_avg_flow_mw) SELECT 21 as hydro_simple_scenario_id, 157960 as generation_plant_id, 2009 as year, month, hydro_min_flow_mw, hydro_avg_flow_mw FROM switch.hydro_historical_monthly_capacity_factors WHERE generation_plant_id = 1157631033 AND hydro_simple_scenario_id = 1;
INSERT INTO switch.hydro_historical_monthly_capacity_factors (hydro_simple_scenario_id, generation_plant_id, year, month, hydro_min_flow_mw, hydro_avg_flow_mw) SELECT 21 as hydro_simple_scenario_id, 157824 as generation_plant_id, 2009 as year, month, hydro_min_flow_mw, hydro_avg_flow_mw FROM switch.hydro_historical_monthly_capacity_factors WHERE generation_plant_id = 5000808 AND hydro_simple_scenario_id = 1;
INSERT INTO switch.hydro_historical_monthly_capacity_factors (hydro_simple_scenario_id, generation_plant_id, year, month, hydro_min_flow_mw, hydro_avg_flow_mw) SELECT 21 as hydro_simple_scenario_id, 157971 as generation_plant_id, 2009 as year, month, hydro_min_flow_mw, hydro_avg_flow_mw FROM switch.hydro_historical_monthly_capacity_factors WHERE generation_plant_id = 1157631044 AND hydro_simple_scenario_id = 1;
INSERT INTO switch.hydro_historical_monthly_capacity_factors (hydro_simple_scenario_id, generation_plant_id, year, month, hydro_min_flow_mw, hydro_avg_flow_mw) SELECT 21 as hydro_simple_scenario_id, 157972 as generation_plant_id, 2009 as year, month, hydro_min_flow_mw, hydro_avg_flow_mw FROM switch.hydro_historical_monthly_capacity_factors WHERE generation_plant_id = 1157631045 AND hydro_simple_scenario_id = 1;
INSERT INTO switch.hydro_historical_monthly_capacity_factors (hydro_simple_scenario_id, generation_plant_id, year, month, hydro_min_flow_mw, hydro_avg_flow_mw) SELECT 21 as hydro_simple_scenario_id, 157970 as generation_plant_id, 2009 as year, month, hydro_min_flow_mw, hydro_avg_flow_mw FROM switch.hydro_historical_monthly_capacity_factors WHERE generation_plant_id = 1157631043 AND hydro_simple_scenario_id = 1;
INSERT INTO switch.hydro_historical_monthly_capacity_factors (hydro_simple_scenario_id, generation_plant_id, year, month, hydro_min_flow_mw, hydro_avg_flow_mw) SELECT 21 as hydro_simple_scenario_id, 157945 as generation_plant_id, 2009 as year, month, hydro_min_flow_mw, hydro_avg_flow_mw FROM switch.hydro_historical_monthly_capacity_factors WHERE generation_plant_id = 1157631018 AND hydro_simple_scenario_id = 1;
INSERT INTO switch.hydro_historical_monthly_capacity_factors (hydro_simple_scenario_id, generation_plant_id, year, month, hydro_min_flow_mw, hydro_avg_flow_mw) SELECT 21 as hydro_simple_scenario_id, 157825 as generation_plant_id, 2009 as year, month, hydro_min_flow_mw, hydro_avg_flow_mw FROM switch.hydro_historical_monthly_capacity_factors WHERE generation_plant_id = 5000809 AND hydro_simple_scenario_id = 1;
INSERT INTO switch.hydro_historical_monthly_capacity_factors (hydro_simple_scenario_id, generation_plant_id, year, month, hydro_min_flow_mw, hydro_avg_flow_mw) SELECT 21 as hydro_simple_scenario_id, 157826 as generation_plant_id, 2009 as year, month, hydro_min_flow_mw, hydro_avg_flow_mw FROM switch.hydro_historical_monthly_capacity_factors WHERE generation_plant_id = 5000810 AND hydro_simple_scenario_id = 1;
INSERT INTO switch.hydro_historical_monthly_capacity_factors (hydro_simple_scenario_id, generation_plant_id, year, month, hydro_min_flow_mw, hydro_avg_flow_mw) SELECT 21 as hydro_simple_scenario_id, 157827 as generation_plant_id, 2009 as year, month, hydro_min_flow_mw, hydro_avg_flow_mw FROM switch.hydro_historical_monthly_capacity_factors WHERE generation_plant_id = 5000811 AND hydro_simple_scenario_id = 1;
INSERT INTO switch.hydro_historical_monthly_capacity_factors (hydro_simple_scenario_id, generation_plant_id, year, month, hydro_min_flow_mw, hydro_avg_flow_mw) SELECT 21 as hydro_simple_scenario_id, 157852 as generation_plant_id, 2009 as year, month, hydro_min_flow_mw, hydro_avg_flow_mw FROM switch.hydro_historical_monthly_capacity_factors WHERE generation_plant_id = 5000836 AND hydro_simple_scenario_id = 1;
INSERT INTO switch.hydro_historical_monthly_capacity_factors (hydro_simple_scenario_id, generation_plant_id, year, month, hydro_min_flow_mw, hydro_avg_flow_mw) SELECT 21 as hydro_simple_scenario_id, 157853 as generation_plant_id, 2009 as year, month, hydro_min_flow_mw, hydro_avg_flow_mw FROM switch.hydro_historical_monthly_capacity_factors WHERE generation_plant_id = 5000837 AND hydro_simple_scenario_id = 1;
INSERT INTO switch.hydro_historical_monthly_capacity_factors (hydro_simple_scenario_id, generation_plant_id, year, month, hydro_min_flow_mw, hydro_avg_flow_mw) SELECT 21 as hydro_simple_scenario_id, 157828 as generation_plant_id, 2009 as year, month, hydro_min_flow_mw, hydro_avg_flow_mw FROM switch.hydro_historical_monthly_capacity_factors WHERE generation_plant_id = 5000812 AND hydro_simple_scenario_id = 1;
INSERT INTO switch.hydro_historical_monthly_capacity_factors (hydro_simple_scenario_id, generation_plant_id, year, month, hydro_min_flow_mw, hydro_avg_flow_mw) SELECT 21 as hydro_simple_scenario_id, 157829 as generation_plant_id, 2009 as year, month, hydro_min_flow_mw, hydro_avg_flow_mw FROM switch.hydro_historical_monthly_capacity_factors WHERE generation_plant_id = 5000813 AND hydro_simple_scenario_id = 1;
INSERT INTO switch.hydro_historical_monthly_capacity_factors (hydro_simple_scenario_id, generation_plant_id, year, month, hydro_min_flow_mw, hydro_avg_flow_mw) SELECT 21 as hydro_simple_scenario_id, 157854 as generation_plant_id, 2009 as year, month, hydro_min_flow_mw, hydro_avg_flow_mw FROM switch.hydro_historical_monthly_capacity_factors WHERE generation_plant_id = 5000838 AND hydro_simple_scenario_id = 1;
INSERT INTO switch.hydro_historical_monthly_capacity_factors (hydro_simple_scenario_id, generation_plant_id, year, month, hydro_min_flow_mw, hydro_avg_flow_mw) SELECT 21 as hydro_simple_scenario_id, 157855 as generation_plant_id, 2009 as year, month, hydro_min_flow_mw, hydro_avg_flow_mw FROM switch.hydro_historical_monthly_capacity_factors WHERE generation_plant_id = 5000839 AND hydro_simple_scenario_id = 1;
INSERT INTO switch.hydro_historical_monthly_capacity_factors (hydro_simple_scenario_id, generation_plant_id, year, month, hydro_min_flow_mw, hydro_avg_flow_mw) SELECT 21 as hydro_simple_scenario_id, 157856 as generation_plant_id, 2009 as year, month, hydro_min_flow_mw, hydro_avg_flow_mw FROM switch.hydro_historical_monthly_capacity_factors WHERE generation_plant_id = 5000840 AND hydro_simple_scenario_id = 1;
INSERT INTO switch.hydro_historical_monthly_capacity_factors (hydro_simple_scenario_id, generation_plant_id, year, month, hydro_min_flow_mw, hydro_avg_flow_mw) SELECT 21 as hydro_simple_scenario_id, 157857 as generation_plant_id, 2009 as year, month, hydro_min_flow_mw, hydro_avg_flow_mw FROM switch.hydro_historical_monthly_capacity_factors WHERE generation_plant_id = 5000841 AND hydro_simple_scenario_id = 1;
INSERT INTO switch.hydro_historical_monthly_capacity_factors (hydro_simple_scenario_id, generation_plant_id, year, month, hydro_min_flow_mw, hydro_avg_flow_mw) SELECT 21 as hydro_simple_scenario_id, 157858 as generation_plant_id, 2009 as year, month, hydro_min_flow_mw, hydro_avg_flow_mw FROM switch.hydro_historical_monthly_capacity_factors WHERE generation_plant_id = 5000842 AND hydro_simple_scenario_id = 1;
INSERT INTO switch.hydro_historical_monthly_capacity_factors (hydro_simple_scenario_id, generation_plant_id, year, month, hydro_min_flow_mw, hydro_avg_flow_mw) SELECT 21 as hydro_simple_scenario_id, 158046 as generation_plant_id, 2009 as year, month, hydro_min_flow_mw, hydro_avg_flow_mw FROM switch.hydro_historical_monthly_capacity_factors WHERE generation_plant_id = 1157631119 AND hydro_simple_scenario_id = 1;
INSERT INTO switch.hydro_historical_monthly_capacity_factors (hydro_simple_scenario_id, generation_plant_id, year, month, hydro_min_flow_mw, hydro_avg_flow_mw) SELECT 21 as hydro_simple_scenario_id, 158047 as generation_plant_id, 2009 as year, month, hydro_min_flow_mw, hydro_avg_flow_mw FROM switch.hydro_historical_monthly_capacity_factors WHERE generation_plant_id = 1157631120 AND hydro_simple_scenario_id = 1;
INSERT INTO switch.hydro_historical_monthly_capacity_factors (hydro_simple_scenario_id, generation_plant_id, year, month, hydro_min_flow_mw, hydro_avg_flow_mw) SELECT 21 as hydro_simple_scenario_id, 158048 as generation_plant_id, 2009 as year, month, hydro_min_flow_mw, hydro_avg_flow_mw FROM switch.hydro_historical_monthly_capacity_factors WHERE generation_plant_id = 1157631121 AND hydro_simple_scenario_id = 1;
INSERT INTO switch.hydro_historical_monthly_capacity_factors (hydro_simple_scenario_id, generation_plant_id, year, month, hydro_min_flow_mw, hydro_avg_flow_mw) SELECT 21 as hydro_simple_scenario_id, 158049 as generation_plant_id, 2009 as year, month, hydro_min_flow_mw, hydro_avg_flow_mw FROM switch.hydro_historical_monthly_capacity_factors WHERE generation_plant_id = 1157631122 AND hydro_simple_scenario_id = 1;
INSERT INTO switch.hydro_historical_monthly_capacity_factors (hydro_simple_scenario_id, generation_plant_id, year, month, hydro_min_flow_mw, hydro_avg_flow_mw) SELECT 21 as hydro_simple_scenario_id, 158050 as generation_plant_id, 2009 as year, month, hydro_min_flow_mw, hydro_avg_flow_mw FROM switch.hydro_historical_monthly_capacity_factors WHERE generation_plant_id = 1157631123 AND hydro_simple_scenario_id = 1;
INSERT INTO switch.hydro_historical_monthly_capacity_factors (hydro_simple_scenario_id, generation_plant_id, year, month, hydro_min_flow_mw, hydro_avg_flow_mw) SELECT 21 as hydro_simple_scenario_id, 158051 as generation_plant_id, 2009 as year, month, hydro_min_flow_mw, hydro_avg_flow_mw FROM switch.hydro_historical_monthly_capacity_factors WHERE generation_plant_id = 1157631124 AND hydro_simple_scenario_id = 1;
INSERT INTO switch.hydro_historical_monthly_capacity_factors (hydro_simple_scenario_id, generation_plant_id, year, month, hydro_min_flow_mw, hydro_avg_flow_mw) SELECT 21 as hydro_simple_scenario_id, 157859 as generation_plant_id, 2009 as year, month, hydro_min_flow_mw, hydro_avg_flow_mw FROM switch.hydro_historical_monthly_capacity_factors WHERE generation_plant_id = 5000843 AND hydro_simple_scenario_id = 1;
INSERT INTO switch.hydro_historical_monthly_capacity_factors (hydro_simple_scenario_id, generation_plant_id, year, month, hydro_min_flow_mw, hydro_avg_flow_mw) SELECT 21 as hydro_simple_scenario_id, 157860 as generation_plant_id, 2009 as year, month, hydro_min_flow_mw, hydro_avg_flow_mw FROM switch.hydro_historical_monthly_capacity_factors WHERE generation_plant_id = 5000844 AND hydro_simple_scenario_id = 1;
INSERT INTO switch.hydro_historical_monthly_capacity_factors (hydro_simple_scenario_id, generation_plant_id, year, month, hydro_min_flow_mw, hydro_avg_flow_mw) SELECT 21 as hydro_simple_scenario_id, 157940 as generation_plant_id, 2009 as year, month, hydro_min_flow_mw, hydro_avg_flow_mw FROM switch.hydro_historical_monthly_capacity_factors WHERE generation_plant_id = 1157631013 AND hydro_simple_scenario_id = 1;
INSERT INTO switch.hydro_historical_monthly_capacity_factors (hydro_simple_scenario_id, generation_plant_id, year, month, hydro_min_flow_mw, hydro_avg_flow_mw) SELECT 21 as hydro_simple_scenario_id, 157978 as generation_plant_id, 2009 as year, month, hydro_min_flow_mw, hydro_avg_flow_mw FROM switch.hydro_historical_monthly_capacity_factors WHERE generation_plant_id = 1157631051 AND hydro_simple_scenario_id = 1;
INSERT INTO switch.hydro_historical_monthly_capacity_factors (hydro_simple_scenario_id, generation_plant_id, year, month, hydro_min_flow_mw, hydro_avg_flow_mw) SELECT 21 as hydro_simple_scenario_id, 157861 as generation_plant_id, 2009 as year, month, hydro_min_flow_mw, hydro_avg_flow_mw FROM switch.hydro_historical_monthly_capacity_factors WHERE generation_plant_id = 5000845 AND hydro_simple_scenario_id = 1;
INSERT INTO switch.hydro_historical_monthly_capacity_factors (hydro_simple_scenario_id, generation_plant_id, year, month, hydro_min_flow_mw, hydro_avg_flow_mw) SELECT 21 as hydro_simple_scenario_id, 158018 as generation_plant_id, 2009 as year, month, hydro_min_flow_mw, hydro_avg_flow_mw FROM switch.hydro_historical_monthly_capacity_factors WHERE generation_plant_id = 1157631091 AND hydro_simple_scenario_id = 1;
INSERT INTO switch.hydro_historical_monthly_capacity_factors (hydro_simple_scenario_id, generation_plant_id, year, month, hydro_min_flow_mw, hydro_avg_flow_mw) SELECT 21 as hydro_simple_scenario_id, 158019 as generation_plant_id, 2009 as year, month, hydro_min_flow_mw, hydro_avg_flow_mw FROM switch.hydro_historical_monthly_capacity_factors WHERE generation_plant_id = 1157631092 AND hydro_simple_scenario_id = 1;
INSERT INTO switch.hydro_historical_monthly_capacity_factors (hydro_simple_scenario_id, generation_plant_id, year, month, hydro_min_flow_mw, hydro_avg_flow_mw) SELECT 21 as hydro_simple_scenario_id, 157830 as generation_plant_id, 2009 as year, month, hydro_min_flow_mw, hydro_avg_flow_mw FROM switch.hydro_historical_monthly_capacity_factors WHERE generation_plant_id = 5000814 AND hydro_simple_scenario_id = 1;
INSERT INTO switch.hydro_historical_monthly_capacity_factors (hydro_simple_scenario_id, generation_plant_id, year, month, hydro_min_flow_mw, hydro_avg_flow_mw) SELECT 21 as hydro_simple_scenario_id, 157958 as generation_plant_id, 2009 as year, month, hydro_min_flow_mw, hydro_avg_flow_mw FROM switch.hydro_historical_monthly_capacity_factors WHERE generation_plant_id = 1157631031 AND hydro_simple_scenario_id = 1;
INSERT INTO switch.hydro_historical_monthly_capacity_factors (hydro_simple_scenario_id, generation_plant_id, year, month, hydro_min_flow_mw, hydro_avg_flow_mw) SELECT 21 as hydro_simple_scenario_id, 157950 as generation_plant_id, 2009 as year, month, hydro_min_flow_mw, hydro_avg_flow_mw FROM switch.hydro_historical_monthly_capacity_factors WHERE generation_plant_id = 1157631023 AND hydro_simple_scenario_id = 1;
INSERT INTO switch.hydro_historical_monthly_capacity_factors (hydro_simple_scenario_id, generation_plant_id, year, month, hydro_min_flow_mw, hydro_avg_flow_mw) SELECT 21 as hydro_simple_scenario_id, 157941 as generation_plant_id, 2009 as year, month, hydro_min_flow_mw, hydro_avg_flow_mw FROM switch.hydro_historical_monthly_capacity_factors WHERE generation_plant_id = 1157631014 AND hydro_simple_scenario_id = 1;
INSERT INTO switch.hydro_historical_monthly_capacity_factors (hydro_simple_scenario_id, generation_plant_id, year, month, hydro_min_flow_mw, hydro_avg_flow_mw) SELECT 21 as hydro_simple_scenario_id, 158031 as generation_plant_id, 2009 as year, month, hydro_min_flow_mw, hydro_avg_flow_mw FROM switch.hydro_historical_monthly_capacity_factors WHERE generation_plant_id = 1157631104 AND hydro_simple_scenario_id = 1;
INSERT INTO switch.hydro_historical_monthly_capacity_factors (hydro_simple_scenario_id, generation_plant_id, year, month, hydro_min_flow_mw, hydro_avg_flow_mw) SELECT 21 as hydro_simple_scenario_id, 158028 as generation_plant_id, 2009 as year, month, hydro_min_flow_mw, hydro_avg_flow_mw FROM switch.hydro_historical_monthly_capacity_factors WHERE generation_plant_id = 1157631101 AND hydro_simple_scenario_id = 1;
INSERT INTO switch.hydro_historical_monthly_capacity_factors (hydro_simple_scenario_id, generation_plant_id, year, month, hydro_min_flow_mw, hydro_avg_flow_mw) SELECT 21 as hydro_simple_scenario_id, 158029 as generation_plant_id, 2009 as year, month, hydro_min_flow_mw, hydro_avg_flow_mw FROM switch.hydro_historical_monthly_capacity_factors WHERE generation_plant_id = 1157631102 AND hydro_simple_scenario_id = 1;
INSERT INTO switch.hydro_historical_monthly_capacity_factors (hydro_simple_scenario_id, generation_plant_id, year, month, hydro_min_flow_mw, hydro_avg_flow_mw) SELECT 21 as hydro_simple_scenario_id, 158030 as generation_plant_id, 2009 as year, month, hydro_min_flow_mw, hydro_avg_flow_mw FROM switch.hydro_historical_monthly_capacity_factors WHERE generation_plant_id = 1157631103 AND hydro_simple_scenario_id = 1;
INSERT INTO switch.hydro_historical_monthly_capacity_factors (hydro_simple_scenario_id, generation_plant_id, year, month, hydro_min_flow_mw, hydro_avg_flow_mw) SELECT 21 as hydro_simple_scenario_id, 158034 as generation_plant_id, 2009 as year, month, hydro_min_flow_mw, hydro_avg_flow_mw FROM switch.hydro_historical_monthly_capacity_factors WHERE generation_plant_id = 1157631107 AND hydro_simple_scenario_id = 1;
INSERT INTO switch.hydro_historical_monthly_capacity_factors (hydro_simple_scenario_id, generation_plant_id, year, month, hydro_min_flow_mw, hydro_avg_flow_mw) SELECT 21 as hydro_simple_scenario_id, 158036 as generation_plant_id, 2009 as year, month, hydro_min_flow_mw, hydro_avg_flow_mw FROM switch.hydro_historical_monthly_capacity_factors WHERE generation_plant_id = 1157631109 AND hydro_simple_scenario_id = 1;
INSERT INTO switch.hydro_historical_monthly_capacity_factors (hydro_simple_scenario_id, generation_plant_id, year, month, hydro_min_flow_mw, hydro_avg_flow_mw) SELECT 21 as hydro_simple_scenario_id, 158037 as generation_plant_id, 2009 as year, month, hydro_min_flow_mw, hydro_avg_flow_mw FROM switch.hydro_historical_monthly_capacity_factors WHERE generation_plant_id = 1157631110 AND hydro_simple_scenario_id = 1;
INSERT INTO switch.hydro_historical_monthly_capacity_factors (hydro_simple_scenario_id, generation_plant_id, year, month, hydro_min_flow_mw, hydro_avg_flow_mw) SELECT 21 as hydro_simple_scenario_id, 158039 as generation_plant_id, 2009 as year, month, hydro_min_flow_mw, hydro_avg_flow_mw FROM switch.hydro_historical_monthly_capacity_factors WHERE generation_plant_id = 1157631112 AND hydro_simple_scenario_id = 1;
INSERT INTO switch.hydro_historical_monthly_capacity_factors (hydro_simple_scenario_id, generation_plant_id, year, month, hydro_min_flow_mw, hydro_avg_flow_mw) SELECT 21 as hydro_simple_scenario_id, 158038 as generation_plant_id, 2009 as year, month, hydro_min_flow_mw, hydro_avg_flow_mw FROM switch.hydro_historical_monthly_capacity_factors WHERE generation_plant_id = 1157631111 AND hydro_simple_scenario_id = 1;
INSERT INTO switch.hydro_historical_monthly_capacity_factors (hydro_simple_scenario_id, generation_plant_id, year, month, hydro_min_flow_mw, hydro_avg_flow_mw) SELECT 21 as hydro_simple_scenario_id, 158027 as generation_plant_id, 2009 as year, month, hydro_min_flow_mw, hydro_avg_flow_mw FROM switch.hydro_historical_monthly_capacity_factors WHERE generation_plant_id = 1157631100 AND hydro_simple_scenario_id = 1;
INSERT INTO switch.hydro_historical_monthly_capacity_factors (hydro_simple_scenario_id, generation_plant_id, year, month, hydro_min_flow_mw, hydro_avg_flow_mw) SELECT 21 as hydro_simple_scenario_id, 158035 as generation_plant_id, 2009 as year, month, hydro_min_flow_mw, hydro_avg_flow_mw FROM switch.hydro_historical_monthly_capacity_factors WHERE generation_plant_id = 1157631108 AND hydro_simple_scenario_id = 1;
INSERT INTO switch.hydro_historical_monthly_capacity_factors (hydro_simple_scenario_id, generation_plant_id, year, month, hydro_min_flow_mw, hydro_avg_flow_mw) SELECT 21 as hydro_simple_scenario_id, 158033 as generation_plant_id, 2009 as year, month, hydro_min_flow_mw, hydro_avg_flow_mw FROM switch.hydro_historical_monthly_capacity_factors WHERE generation_plant_id = 1157631106 AND hydro_simple_scenario_id = 1;
INSERT INTO switch.hydro_historical_monthly_capacity_factors (hydro_simple_scenario_id, generation_plant_id, year, month, hydro_min_flow_mw, hydro_avg_flow_mw) SELECT 21 as hydro_simple_scenario_id, 158032 as generation_plant_id, 2009 as year, month, hydro_min_flow_mw, hydro_avg_flow_mw FROM switch.hydro_historical_monthly_capacity_factors WHERE generation_plant_id = 1157631105 AND hydro_simple_scenario_id = 1;
INSERT INTO switch.hydro_historical_monthly_capacity_factors (hydro_simple_scenario_id, generation_plant_id, year, month, hydro_min_flow_mw, hydro_avg_flow_mw) SELECT 21 as hydro_simple_scenario_id, 157862 as generation_plant_id, 2009 as year, month, hydro_min_flow_mw, hydro_avg_flow_mw FROM switch.hydro_historical_monthly_capacity_factors WHERE generation_plant_id = 5000846 AND hydro_simple_scenario_id = 1;
INSERT INTO switch.hydro_historical_monthly_capacity_factors (hydro_simple_scenario_id, generation_plant_id, year, month, hydro_min_flow_mw, hydro_avg_flow_mw) SELECT 21 as hydro_simple_scenario_id, 157831 as generation_plant_id, 2009 as year, month, hydro_min_flow_mw, hydro_avg_flow_mw FROM switch.hydro_historical_monthly_capacity_factors WHERE generation_plant_id = 5000815 AND hydro_simple_scenario_id = 1;
INSERT INTO switch.hydro_historical_monthly_capacity_factors (hydro_simple_scenario_id, generation_plant_id, year, month, hydro_min_flow_mw, hydro_avg_flow_mw) SELECT 21 as hydro_simple_scenario_id, 157863 as generation_plant_id, 2009 as year, month, hydro_min_flow_mw, hydro_avg_flow_mw FROM switch.hydro_historical_monthly_capacity_factors WHERE generation_plant_id = 5000847 AND hydro_simple_scenario_id = 1;
INSERT INTO switch.hydro_historical_monthly_capacity_factors (hydro_simple_scenario_id, generation_plant_id, year, month, hydro_min_flow_mw, hydro_avg_flow_mw) SELECT 21 as hydro_simple_scenario_id, 157864 as generation_plant_id, 2009 as year, month, hydro_min_flow_mw, hydro_avg_flow_mw FROM switch.hydro_historical_monthly_capacity_factors WHERE generation_plant_id = 5000848 AND hydro_simple_scenario_id = 1;
INSERT INTO switch.hydro_historical_monthly_capacity_factors (hydro_simple_scenario_id, generation_plant_id, year, month, hydro_min_flow_mw, hydro_avg_flow_mw) SELECT 21 as hydro_simple_scenario_id, 157865 as generation_plant_id, 2009 as year, month, hydro_min_flow_mw, hydro_avg_flow_mw FROM switch.hydro_historical_monthly_capacity_factors WHERE generation_plant_id = 5000849 AND hydro_simple_scenario_id = 1;
INSERT INTO switch.hydro_historical_monthly_capacity_factors (hydro_simple_scenario_id, generation_plant_id, year, month, hydro_min_flow_mw, hydro_avg_flow_mw) SELECT 21 as hydro_simple_scenario_id, 157866 as generation_plant_id, 2009 as year, month, hydro_min_flow_mw, hydro_avg_flow_mw FROM switch.hydro_historical_monthly_capacity_factors WHERE generation_plant_id = 5000850 AND hydro_simple_scenario_id = 1;
INSERT INTO switch.hydro_historical_monthly_capacity_factors (hydro_simple_scenario_id, generation_plant_id, year, month, hydro_min_flow_mw, hydro_avg_flow_mw) SELECT 21 as hydro_simple_scenario_id, 157993 as generation_plant_id, 2009 as year, month, hydro_min_flow_mw, hydro_avg_flow_mw FROM switch.hydro_historical_monthly_capacity_factors WHERE generation_plant_id = 1157631066 AND hydro_simple_scenario_id = 1;
INSERT INTO switch.hydro_historical_monthly_capacity_factors (hydro_simple_scenario_id, generation_plant_id, year, month, hydro_min_flow_mw, hydro_avg_flow_mw) SELECT 21 as hydro_simple_scenario_id, 157995 as generation_plant_id, 2009 as year, month, hydro_min_flow_mw, hydro_avg_flow_mw FROM switch.hydro_historical_monthly_capacity_factors WHERE generation_plant_id = 1157631068 AND hydro_simple_scenario_id = 1;
INSERT INTO switch.hydro_historical_monthly_capacity_factors (hydro_simple_scenario_id, generation_plant_id, year, month, hydro_min_flow_mw, hydro_avg_flow_mw) SELECT 21 as hydro_simple_scenario_id, 157867 as generation_plant_id, 2009 as year, month, hydro_min_flow_mw, hydro_avg_flow_mw FROM switch.hydro_historical_monthly_capacity_factors WHERE generation_plant_id = 5000851 AND hydro_simple_scenario_id = 1;
INSERT INTO switch.hydro_historical_monthly_capacity_factors (hydro_simple_scenario_id, generation_plant_id, year, month, hydro_min_flow_mw, hydro_avg_flow_mw) SELECT 21 as hydro_simple_scenario_id, 158006 as generation_plant_id, 2009 as year, month, hydro_min_flow_mw, hydro_avg_flow_mw FROM switch.hydro_historical_monthly_capacity_factors WHERE generation_plant_id = 1157631079 AND hydro_simple_scenario_id = 1;
INSERT INTO switch.hydro_historical_monthly_capacity_factors (hydro_simple_scenario_id, generation_plant_id, year, month, hydro_min_flow_mw, hydro_avg_flow_mw) SELECT 21 as hydro_simple_scenario_id, 157868 as generation_plant_id, 2009 as year, month, hydro_min_flow_mw, hydro_avg_flow_mw FROM switch.hydro_historical_monthly_capacity_factors WHERE generation_plant_id = 5000852 AND hydro_simple_scenario_id = 1;
INSERT INTO switch.hydro_historical_monthly_capacity_factors (hydro_simple_scenario_id, generation_plant_id, year, month, hydro_min_flow_mw, hydro_avg_flow_mw) SELECT 21 as hydro_simple_scenario_id, 157832 as generation_plant_id, 2009 as year, month, hydro_min_flow_mw, hydro_avg_flow_mw FROM switch.hydro_historical_monthly_capacity_factors WHERE generation_plant_id = 5000816 AND hydro_simple_scenario_id = 1;
INSERT INTO switch.hydro_historical_monthly_capacity_factors (hydro_simple_scenario_id, generation_plant_id, year, month, hydro_min_flow_mw, hydro_avg_flow_mw) SELECT 21 as hydro_simple_scenario_id, 157869 as generation_plant_id, 2009 as year, month, hydro_min_flow_mw, hydro_avg_flow_mw FROM switch.hydro_historical_monthly_capacity_factors WHERE generation_plant_id = 5000853 AND hydro_simple_scenario_id = 1;
INSERT INTO switch.hydro_historical_monthly_capacity_factors (hydro_simple_scenario_id, generation_plant_id, year, month, hydro_min_flow_mw, hydro_avg_flow_mw) SELECT 21 as hydro_simple_scenario_id, 157870 as generation_plant_id, 2009 as year, month, hydro_min_flow_mw, hydro_avg_flow_mw FROM switch.hydro_historical_monthly_capacity_factors WHERE generation_plant_id = 5000854 AND hydro_simple_scenario_id = 1;
INSERT INTO switch.hydro_historical_monthly_capacity_factors (hydro_simple_scenario_id, generation_plant_id, year, month, hydro_min_flow_mw, hydro_avg_flow_mw) SELECT 21 as hydro_simple_scenario_id, 157957 as generation_plant_id, 2009 as year, month, hydro_min_flow_mw, hydro_avg_flow_mw FROM switch.hydro_historical_monthly_capacity_factors WHERE generation_plant_id = 1157631030 AND hydro_simple_scenario_id = 1;
INSERT INTO switch.hydro_historical_monthly_capacity_factors (hydro_simple_scenario_id, generation_plant_id, year, month, hydro_min_flow_mw, hydro_avg_flow_mw) SELECT 21 as hydro_simple_scenario_id, 157954 as generation_plant_id, 2009 as year, month, hydro_min_flow_mw, hydro_avg_flow_mw FROM switch.hydro_historical_monthly_capacity_factors WHERE generation_plant_id = 1157631027 AND hydro_simple_scenario_id = 1;
INSERT INTO switch.hydro_historical_monthly_capacity_factors (hydro_simple_scenario_id, generation_plant_id, year, month, hydro_min_flow_mw, hydro_avg_flow_mw) SELECT 21 as hydro_simple_scenario_id, 157953 as generation_plant_id, 2009 as year, month, hydro_min_flow_mw, hydro_avg_flow_mw FROM switch.hydro_historical_monthly_capacity_factors WHERE generation_plant_id = 1157631026 AND hydro_simple_scenario_id = 1;
INSERT INTO switch.hydro_historical_monthly_capacity_factors (hydro_simple_scenario_id, generation_plant_id, year, month, hydro_min_flow_mw, hydro_avg_flow_mw) SELECT 21 as hydro_simple_scenario_id, 157871 as generation_plant_id, 2009 as year, month, hydro_min_flow_mw, hydro_avg_flow_mw FROM switch.hydro_historical_monthly_capacity_factors WHERE generation_plant_id = 5000855 AND hydro_simple_scenario_id = 1;
INSERT INTO switch.hydro_historical_monthly_capacity_factors (hydro_simple_scenario_id, generation_plant_id, year, month, hydro_min_flow_mw, hydro_avg_flow_mw) SELECT 21 as hydro_simple_scenario_id, 157872 as generation_plant_id, 2009 as year, month, hydro_min_flow_mw, hydro_avg_flow_mw FROM switch.hydro_historical_monthly_capacity_factors WHERE generation_plant_id = 5000856 AND hydro_simple_scenario_id = 1;
INSERT INTO switch.hydro_historical_monthly_capacity_factors (hydro_simple_scenario_id, generation_plant_id, year, month, hydro_min_flow_mw, hydro_avg_flow_mw) SELECT 21 as hydro_simple_scenario_id, 157873 as generation_plant_id, 2009 as year, month, hydro_min_flow_mw, hydro_avg_flow_mw FROM switch.hydro_historical_monthly_capacity_factors WHERE generation_plant_id = 5000857 AND hydro_simple_scenario_id = 1;
INSERT INTO switch.hydro_historical_monthly_capacity_factors (hydro_simple_scenario_id, generation_plant_id, year, month, hydro_min_flow_mw, hydro_avg_flow_mw) SELECT 21 as hydro_simple_scenario_id, 158045 as generation_plant_id, 2009 as year, month, hydro_min_flow_mw, hydro_avg_flow_mw FROM switch.hydro_historical_monthly_capacity_factors WHERE generation_plant_id = 1157631118 AND hydro_simple_scenario_id = 1;
INSERT INTO switch.hydro_historical_monthly_capacity_factors (hydro_simple_scenario_id, generation_plant_id, year, month, hydro_min_flow_mw, hydro_avg_flow_mw) SELECT 21 as hydro_simple_scenario_id, 157992 as generation_plant_id, 2009 as year, month, hydro_min_flow_mw, hydro_avg_flow_mw FROM switch.hydro_historical_monthly_capacity_factors WHERE generation_plant_id = 1157631065 AND hydro_simple_scenario_id = 1;
INSERT INTO switch.hydro_historical_monthly_capacity_factors (hydro_simple_scenario_id, generation_plant_id, year, month, hydro_min_flow_mw, hydro_avg_flow_mw) SELECT 21 as hydro_simple_scenario_id, 158025 as generation_plant_id, 2009 as year, month, hydro_min_flow_mw, hydro_avg_flow_mw FROM switch.hydro_historical_monthly_capacity_factors WHERE generation_plant_id = 1157631098 AND hydro_simple_scenario_id = 1;
INSERT INTO switch.hydro_historical_monthly_capacity_factors (hydro_simple_scenario_id, generation_plant_id, year, month, hydro_min_flow_mw, hydro_avg_flow_mw) SELECT 21 as hydro_simple_scenario_id, 157994 as generation_plant_id, 2009 as year, month, hydro_min_flow_mw, hydro_avg_flow_mw FROM switch.hydro_historical_monthly_capacity_factors WHERE generation_plant_id = 1157631067 AND hydro_simple_scenario_id = 1;
INSERT INTO switch.hydro_historical_monthly_capacity_factors (hydro_simple_scenario_id, generation_plant_id, year, month, hydro_min_flow_mw, hydro_avg_flow_mw) SELECT 21 as hydro_simple_scenario_id, 157986 as generation_plant_id, 2009 as year, month, hydro_min_flow_mw, hydro_avg_flow_mw FROM switch.hydro_historical_monthly_capacity_factors WHERE generation_plant_id = 1157631059 AND hydro_simple_scenario_id = 1;
INSERT INTO switch.hydro_historical_monthly_capacity_factors (hydro_simple_scenario_id, generation_plant_id, year, month, hydro_min_flow_mw, hydro_avg_flow_mw) SELECT 21 as hydro_simple_scenario_id, 157874 as generation_plant_id, 2009 as year, month, hydro_min_flow_mw, hydro_avg_flow_mw FROM switch.hydro_historical_monthly_capacity_factors WHERE generation_plant_id = 5000858 AND hydro_simple_scenario_id = 1;
INSERT INTO switch.hydro_historical_monthly_capacity_factors (hydro_simple_scenario_id, generation_plant_id, year, month, hydro_min_flow_mw, hydro_avg_flow_mw) SELECT 21 as hydro_simple_scenario_id, 157875 as generation_plant_id, 2009 as year, month, hydro_min_flow_mw, hydro_avg_flow_mw FROM switch.hydro_historical_monthly_capacity_factors WHERE generation_plant_id = 5000859 AND hydro_simple_scenario_id = 1;
INSERT INTO switch.hydro_historical_monthly_capacity_factors (hydro_simple_scenario_id, generation_plant_id, year, month, hydro_min_flow_mw, hydro_avg_flow_mw) SELECT 21 as hydro_simple_scenario_id, 157876 as generation_plant_id, 2009 as year, month, hydro_min_flow_mw, hydro_avg_flow_mw FROM switch.hydro_historical_monthly_capacity_factors WHERE generation_plant_id = 5000860 AND hydro_simple_scenario_id = 1;
INSERT INTO switch.hydro_historical_monthly_capacity_factors (hydro_simple_scenario_id, generation_plant_id, year, month, hydro_min_flow_mw, hydro_avg_flow_mw) SELECT 21 as hydro_simple_scenario_id, 158021 as generation_plant_id, 2009 as year, month, hydro_min_flow_mw, hydro_avg_flow_mw FROM switch.hydro_historical_monthly_capacity_factors WHERE generation_plant_id = 1157631094 AND hydro_simple_scenario_id = 1;
INSERT INTO switch.hydro_historical_monthly_capacity_factors (hydro_simple_scenario_id, generation_plant_id, year, month, hydro_min_flow_mw, hydro_avg_flow_mw) SELECT 21 as hydro_simple_scenario_id, 158026 as generation_plant_id, 2009 as year, month, hydro_min_flow_mw, hydro_avg_flow_mw FROM switch.hydro_historical_monthly_capacity_factors WHERE generation_plant_id = 1157631099 AND hydro_simple_scenario_id = 1;
INSERT INTO switch.hydro_historical_monthly_capacity_factors (hydro_simple_scenario_id, generation_plant_id, year, month, hydro_min_flow_mw, hydro_avg_flow_mw) SELECT 21 as hydro_simple_scenario_id, 158022 as generation_plant_id, 2009 as year, month, hydro_min_flow_mw, hydro_avg_flow_mw FROM switch.hydro_historical_monthly_capacity_factors WHERE generation_plant_id = 1157631095 AND hydro_simple_scenario_id = 1;
INSERT INTO switch.hydro_historical_monthly_capacity_factors (hydro_simple_scenario_id, generation_plant_id, year, month, hydro_min_flow_mw, hydro_avg_flow_mw) SELECT 21 as hydro_simple_scenario_id, 157877 as generation_plant_id, 2009 as year, month, hydro_min_flow_mw, hydro_avg_flow_mw FROM switch.hydro_historical_monthly_capacity_factors WHERE generation_plant_id = 5000861 AND hydro_simple_scenario_id = 1;
INSERT INTO switch.hydro_historical_monthly_capacity_factors (hydro_simple_scenario_id, generation_plant_id, year, month, hydro_min_flow_mw, hydro_avg_flow_mw) SELECT 21 as hydro_simple_scenario_id, 157948 as generation_plant_id, 2009 as year, month, hydro_min_flow_mw, hydro_avg_flow_mw FROM switch.hydro_historical_monthly_capacity_factors WHERE generation_plant_id = 1157631021 AND hydro_simple_scenario_id = 1;
INSERT INTO switch.hydro_historical_monthly_capacity_factors (hydro_simple_scenario_id, generation_plant_id, year, month, hydro_min_flow_mw, hydro_avg_flow_mw) SELECT 21 as hydro_simple_scenario_id, 157969 as generation_plant_id, 2009 as year, month, hydro_min_flow_mw, hydro_avg_flow_mw FROM switch.hydro_historical_monthly_capacity_factors WHERE generation_plant_id = 1157631042 AND hydro_simple_scenario_id = 1;
INSERT INTO switch.hydro_historical_monthly_capacity_factors (hydro_simple_scenario_id, generation_plant_id, year, month, hydro_min_flow_mw, hydro_avg_flow_mw) SELECT 21 as hydro_simple_scenario_id, 157973 as generation_plant_id, 2009 as year, month, hydro_min_flow_mw, hydro_avg_flow_mw FROM switch.hydro_historical_monthly_capacity_factors WHERE generation_plant_id = 1157631046 AND hydro_simple_scenario_id = 1;
INSERT INTO switch.hydro_historical_monthly_capacity_factors (hydro_simple_scenario_id, generation_plant_id, year, month, hydro_min_flow_mw, hydro_avg_flow_mw) SELECT 21 as hydro_simple_scenario_id, 157979 as generation_plant_id, 2009 as year, month, hydro_min_flow_mw, hydro_avg_flow_mw FROM switch.hydro_historical_monthly_capacity_factors WHERE generation_plant_id = 1157631052 AND hydro_simple_scenario_id = 1;
INSERT INTO switch.hydro_historical_monthly_capacity_factors (hydro_simple_scenario_id, generation_plant_id, year, month, hydro_min_flow_mw, hydro_avg_flow_mw) SELECT 21 as hydro_simple_scenario_id, 157833 as generation_plant_id, 2009 as year, month, hydro_min_flow_mw, hydro_avg_flow_mw FROM switch.hydro_historical_monthly_capacity_factors WHERE generation_plant_id = 5000817 AND hydro_simple_scenario_id = 1;
INSERT INTO switch.hydro_historical_monthly_capacity_factors (hydro_simple_scenario_id, generation_plant_id, year, month, hydro_min_flow_mw, hydro_avg_flow_mw) SELECT 21 as hydro_simple_scenario_id, 157878 as generation_plant_id, 2009 as year, month, hydro_min_flow_mw, hydro_avg_flow_mw FROM switch.hydro_historical_monthly_capacity_factors WHERE generation_plant_id = 5000862 AND hydro_simple_scenario_id = 1;
INSERT INTO switch.hydro_historical_monthly_capacity_factors (hydro_simple_scenario_id, generation_plant_id, year, month, hydro_min_flow_mw, hydro_avg_flow_mw) SELECT 21 as hydro_simple_scenario_id, 157834 as generation_plant_id, 2009 as year, month, hydro_min_flow_mw, hydro_avg_flow_mw FROM switch.hydro_historical_monthly_capacity_factors WHERE generation_plant_id = 5000818 AND hydro_simple_scenario_id = 1;
INSERT INTO switch.hydro_historical_monthly_capacity_factors (hydro_simple_scenario_id, generation_plant_id, year, month, hydro_min_flow_mw, hydro_avg_flow_mw) SELECT 21 as hydro_simple_scenario_id, 158057 as generation_plant_id, 2009 as year, month, hydro_min_flow_mw, hydro_avg_flow_mw FROM switch.hydro_historical_monthly_capacity_factors WHERE generation_plant_id = 1157631130 AND hydro_simple_scenario_id = 1;
INSERT INTO switch.hydro_historical_monthly_capacity_factors (hydro_simple_scenario_id, generation_plant_id, year, month, hydro_min_flow_mw, hydro_avg_flow_mw) SELECT 21 as hydro_simple_scenario_id, 157879 as generation_plant_id, 2009 as year, month, hydro_min_flow_mw, hydro_avg_flow_mw FROM switch.hydro_historical_monthly_capacity_factors WHERE generation_plant_id = 5000863 AND hydro_simple_scenario_id = 1;
INSERT INTO switch.hydro_historical_monthly_capacity_factors (hydro_simple_scenario_id, generation_plant_id, year, month, hydro_min_flow_mw, hydro_avg_flow_mw) SELECT 21 as hydro_simple_scenario_id, 157835 as generation_plant_id, 2009 as year, month, hydro_min_flow_mw, hydro_avg_flow_mw FROM switch.hydro_historical_monthly_capacity_factors WHERE generation_plant_id = 5000819 AND hydro_simple_scenario_id = 1;
INSERT INTO switch.hydro_historical_monthly_capacity_factors (hydro_simple_scenario_id, generation_plant_id, year, month, hydro_min_flow_mw, hydro_avg_flow_mw) SELECT 21 as hydro_simple_scenario_id, 157836 as generation_plant_id, 2009 as year, month, hydro_min_flow_mw, hydro_avg_flow_mw FROM switch.hydro_historical_monthly_capacity_factors WHERE generation_plant_id = 5000820 AND hydro_simple_scenario_id = 1;
INSERT INTO switch.hydro_historical_monthly_capacity_factors (hydro_simple_scenario_id, generation_plant_id, year, month, hydro_min_flow_mw, hydro_avg_flow_mw) SELECT 21 as hydro_simple_scenario_id, 157956 as generation_plant_id, 2009 as year, month, hydro_min_flow_mw, hydro_avg_flow_mw FROM switch.hydro_historical_monthly_capacity_factors WHERE generation_plant_id = 1157631029 AND hydro_simple_scenario_id = 1;
INSERT INTO switch.hydro_historical_monthly_capacity_factors (hydro_simple_scenario_id, generation_plant_id, year, month, hydro_min_flow_mw, hydro_avg_flow_mw) SELECT 21 as hydro_simple_scenario_id, 157951 as generation_plant_id, 2009 as year, month, hydro_min_flow_mw, hydro_avg_flow_mw FROM switch.hydro_historical_monthly_capacity_factors WHERE generation_plant_id = 1157631024 AND hydro_simple_scenario_id = 1;
INSERT INTO switch.hydro_historical_monthly_capacity_factors (hydro_simple_scenario_id, generation_plant_id, year, month, hydro_min_flow_mw, hydro_avg_flow_mw) SELECT 21 as hydro_simple_scenario_id, 157880 as generation_plant_id, 2009 as year, month, hydro_min_flow_mw, hydro_avg_flow_mw FROM switch.hydro_historical_monthly_capacity_factors WHERE generation_plant_id = 5000864 AND hydro_simple_scenario_id = 1;
INSERT INTO switch.hydro_historical_monthly_capacity_factors (hydro_simple_scenario_id, generation_plant_id, year, month, hydro_min_flow_mw, hydro_avg_flow_mw) SELECT 21 as hydro_simple_scenario_id, 157881 as generation_plant_id, 2009 as year, month, hydro_min_flow_mw, hydro_avg_flow_mw FROM switch.hydro_historical_monthly_capacity_factors WHERE generation_plant_id = 5000865 AND hydro_simple_scenario_id = 1;
INSERT INTO switch.hydro_historical_monthly_capacity_factors (hydro_simple_scenario_id, generation_plant_id, year, month, hydro_min_flow_mw, hydro_avg_flow_mw) SELECT 21 as hydro_simple_scenario_id, 157837 as generation_plant_id, 2009 as year, month, hydro_min_flow_mw, hydro_avg_flow_mw FROM switch.hydro_historical_monthly_capacity_factors WHERE generation_plant_id = 5000821 AND hydro_simple_scenario_id = 1;
INSERT INTO switch.hydro_historical_monthly_capacity_factors (hydro_simple_scenario_id, generation_plant_id, year, month, hydro_min_flow_mw, hydro_avg_flow_mw) SELECT 21 as hydro_simple_scenario_id, 157882 as generation_plant_id, 2009 as year, month, hydro_min_flow_mw, hydro_avg_flow_mw FROM switch.hydro_historical_monthly_capacity_factors WHERE generation_plant_id = 5000866 AND hydro_simple_scenario_id = 1;
INSERT INTO switch.hydro_historical_monthly_capacity_factors (hydro_simple_scenario_id, generation_plant_id, year, month, hydro_min_flow_mw, hydro_avg_flow_mw) SELECT 21 as hydro_simple_scenario_id, 157968 as generation_plant_id, 2009 as year, month, hydro_min_flow_mw, hydro_avg_flow_mw FROM switch.hydro_historical_monthly_capacity_factors WHERE generation_plant_id = 1157631041 AND hydro_simple_scenario_id = 1;
INSERT INTO switch.hydro_historical_monthly_capacity_factors (hydro_simple_scenario_id, generation_plant_id, year, month, hydro_min_flow_mw, hydro_avg_flow_mw) SELECT 21 as hydro_simple_scenario_id, 157967 as generation_plant_id, 2009 as year, month, hydro_min_flow_mw, hydro_avg_flow_mw FROM switch.hydro_historical_monthly_capacity_factors WHERE generation_plant_id = 1157631040 AND hydro_simple_scenario_id = 1;
INSERT INTO switch.hydro_historical_monthly_capacity_factors (hydro_simple_scenario_id, generation_plant_id, year, month, hydro_min_flow_mw, hydro_avg_flow_mw) SELECT 21 as hydro_simple_scenario_id, 157883 as generation_plant_id, 2009 as year, month, hydro_min_flow_mw, hydro_avg_flow_mw FROM switch.hydro_historical_monthly_capacity_factors WHERE generation_plant_id = 5000867 AND hydro_simple_scenario_id = 1;
INSERT INTO switch.hydro_historical_monthly_capacity_factors (hydro_simple_scenario_id, generation_plant_id, year, month, hydro_min_flow_mw, hydro_avg_flow_mw) SELECT 21 as hydro_simple_scenario_id, 157887 as generation_plant_id, 2009 as year, month, hydro_min_flow_mw, hydro_avg_flow_mw FROM switch.hydro_historical_monthly_capacity_factors WHERE generation_plant_id = 5000871 AND hydro_simple_scenario_id = 1;
INSERT INTO switch.hydro_historical_monthly_capacity_factors (hydro_simple_scenario_id, generation_plant_id, year, month, hydro_min_flow_mw, hydro_avg_flow_mw) SELECT 21 as hydro_simple_scenario_id, 157885 as generation_plant_id, 2009 as year, month, hydro_min_flow_mw, hydro_avg_flow_mw FROM switch.hydro_historical_monthly_capacity_factors WHERE generation_plant_id = 5000869 AND hydro_simple_scenario_id = 1;
INSERT INTO switch.hydro_historical_monthly_capacity_factors (hydro_simple_scenario_id, generation_plant_id, year, month, hydro_min_flow_mw, hydro_avg_flow_mw) SELECT 21 as hydro_simple_scenario_id, 157884 as generation_plant_id, 2009 as year, month, hydro_min_flow_mw, hydro_avg_flow_mw FROM switch.hydro_historical_monthly_capacity_factors WHERE generation_plant_id = 5000868 AND hydro_simple_scenario_id = 1;
INSERT INTO switch.hydro_historical_monthly_capacity_factors (hydro_simple_scenario_id, generation_plant_id, year, month, hydro_min_flow_mw, hydro_avg_flow_mw) SELECT 21 as hydro_simple_scenario_id, 157886 as generation_plant_id, 2009 as year, month, hydro_min_flow_mw, hydro_avg_flow_mw FROM switch.hydro_historical_monthly_capacity_factors WHERE generation_plant_id = 5000870 AND hydro_simple_scenario_id = 1;
INSERT INTO switch.hydro_historical_monthly_capacity_factors (hydro_simple_scenario_id, generation_plant_id, year, month, hydro_min_flow_mw, hydro_avg_flow_mw) SELECT 21 as hydro_simple_scenario_id, 157946 as generation_plant_id, 2009 as year, month, hydro_min_flow_mw, hydro_avg_flow_mw FROM switch.hydro_historical_monthly_capacity_factors WHERE generation_plant_id = 1157631019 AND hydro_simple_scenario_id = 1;
INSERT INTO switch.hydro_historical_monthly_capacity_factors (hydro_simple_scenario_id, generation_plant_id, year, month, hydro_min_flow_mw, hydro_avg_flow_mw) SELECT 21 as hydro_simple_scenario_id, 157944 as generation_plant_id, 2009 as year, month, hydro_min_flow_mw, hydro_avg_flow_mw FROM switch.hydro_historical_monthly_capacity_factors WHERE generation_plant_id = 1157631017 AND hydro_simple_scenario_id = 1;
INSERT INTO switch.hydro_historical_monthly_capacity_factors (hydro_simple_scenario_id, generation_plant_id, year, month, hydro_min_flow_mw, hydro_avg_flow_mw) SELECT 21 as hydro_simple_scenario_id, 157888 as generation_plant_id, 2009 as year, month, hydro_min_flow_mw, hydro_avg_flow_mw FROM switch.hydro_historical_monthly_capacity_factors WHERE generation_plant_id = 5000872 AND hydro_simple_scenario_id = 1;
INSERT INTO switch.hydro_historical_monthly_capacity_factors (hydro_simple_scenario_id, generation_plant_id, year, month, hydro_min_flow_mw, hydro_avg_flow_mw) SELECT 21 as hydro_simple_scenario_id, 157889 as generation_plant_id, 2009 as year, month, hydro_min_flow_mw, hydro_avg_flow_mw FROM switch.hydro_historical_monthly_capacity_factors WHERE generation_plant_id = 5000873 AND hydro_simple_scenario_id = 1;
INSERT INTO switch.hydro_historical_monthly_capacity_factors (hydro_simple_scenario_id, generation_plant_id, year, month, hydro_min_flow_mw, hydro_avg_flow_mw) SELECT 21 as hydro_simple_scenario_id, 157991 as generation_plant_id, 2009 as year, month, hydro_min_flow_mw, hydro_avg_flow_mw FROM switch.hydro_historical_monthly_capacity_factors WHERE generation_plant_id = 1157631064 AND hydro_simple_scenario_id = 1;
INSERT INTO switch.hydro_historical_monthly_capacity_factors (hydro_simple_scenario_id, generation_plant_id, year, month, hydro_min_flow_mw, hydro_avg_flow_mw) SELECT 21 as hydro_simple_scenario_id, 158041 as generation_plant_id, 2009 as year, month, hydro_min_flow_mw, hydro_avg_flow_mw FROM switch.hydro_historical_monthly_capacity_factors WHERE generation_plant_id = 1157631114 AND hydro_simple_scenario_id = 1;
INSERT INTO switch.hydro_historical_monthly_capacity_factors (hydro_simple_scenario_id, generation_plant_id, year, month, hydro_min_flow_mw, hydro_avg_flow_mw) SELECT 21 as hydro_simple_scenario_id, 158042 as generation_plant_id, 2009 as year, month, hydro_min_flow_mw, hydro_avg_flow_mw FROM switch.hydro_historical_monthly_capacity_factors WHERE generation_plant_id = 1157631115 AND hydro_simple_scenario_id = 1;
INSERT INTO switch.hydro_historical_monthly_capacity_factors (hydro_simple_scenario_id, generation_plant_id, year, month, hydro_min_flow_mw, hydro_avg_flow_mw) SELECT 21 as hydro_simple_scenario_id, 157890 as generation_plant_id, 2009 as year, month, hydro_min_flow_mw, hydro_avg_flow_mw FROM switch.hydro_historical_monthly_capacity_factors WHERE generation_plant_id = 5000874 AND hydro_simple_scenario_id = 1;
INSERT INTO switch.hydro_historical_monthly_capacity_factors (hydro_simple_scenario_id, generation_plant_id, year, month, hydro_min_flow_mw, hydro_avg_flow_mw) SELECT 21 as hydro_simple_scenario_id, 157891 as generation_plant_id, 2009 as year, month, hydro_min_flow_mw, hydro_avg_flow_mw FROM switch.hydro_historical_monthly_capacity_factors WHERE generation_plant_id = 5000875 AND hydro_simple_scenario_id = 1;
INSERT INTO switch.hydro_historical_monthly_capacity_factors (hydro_simple_scenario_id, generation_plant_id, year, month, hydro_min_flow_mw, hydro_avg_flow_mw) SELECT 21 as hydro_simple_scenario_id, 157892 as generation_plant_id, 2009 as year, month, hydro_min_flow_mw, hydro_avg_flow_mw FROM switch.hydro_historical_monthly_capacity_factors WHERE generation_plant_id = 5000876 AND hydro_simple_scenario_id = 1;
INSERT INTO switch.hydro_historical_monthly_capacity_factors (hydro_simple_scenario_id, generation_plant_id, year, month, hydro_min_flow_mw, hydro_avg_flow_mw) SELECT 21 as hydro_simple_scenario_id, 157893 as generation_plant_id, 2009 as year, month, hydro_min_flow_mw, hydro_avg_flow_mw FROM switch.hydro_historical_monthly_capacity_factors WHERE generation_plant_id = 5000877 AND hydro_simple_scenario_id = 1;
INSERT INTO switch.hydro_historical_monthly_capacity_factors (hydro_simple_scenario_id, generation_plant_id, year, month, hydro_min_flow_mw, hydro_avg_flow_mw) SELECT 21 as hydro_simple_scenario_id, 158020 as generation_plant_id, 2009 as year, month, hydro_min_flow_mw, hydro_avg_flow_mw FROM switch.hydro_historical_monthly_capacity_factors WHERE generation_plant_id = 1157631093 AND hydro_simple_scenario_id = 1;
INSERT INTO switch.hydro_historical_monthly_capacity_factors (hydro_simple_scenario_id, generation_plant_id, year, month, hydro_min_flow_mw, hydro_avg_flow_mw) SELECT 21 as hydro_simple_scenario_id, 158024 as generation_plant_id, 2009 as year, month, hydro_min_flow_mw, hydro_avg_flow_mw FROM switch.hydro_historical_monthly_capacity_factors WHERE generation_plant_id = 1157631097 AND hydro_simple_scenario_id = 1;
INSERT INTO switch.hydro_historical_monthly_capacity_factors (hydro_simple_scenario_id, generation_plant_id, year, month, hydro_min_flow_mw, hydro_avg_flow_mw) SELECT 21 as hydro_simple_scenario_id, 158054 as generation_plant_id, 2009 as year, month, hydro_min_flow_mw, hydro_avg_flow_mw FROM switch.hydro_historical_monthly_capacity_factors WHERE generation_plant_id = 1157631127 AND hydro_simple_scenario_id = 1;
INSERT INTO switch.hydro_historical_monthly_capacity_factors (hydro_simple_scenario_id, generation_plant_id, year, month, hydro_min_flow_mw, hydro_avg_flow_mw) SELECT 21 as hydro_simple_scenario_id, 158058 as generation_plant_id, 2009 as year, month, hydro_min_flow_mw, hydro_avg_flow_mw FROM switch.hydro_historical_monthly_capacity_factors WHERE generation_plant_id = 1157631131 AND hydro_simple_scenario_id = 1;
INSERT INTO switch.hydro_historical_monthly_capacity_factors (hydro_simple_scenario_id, generation_plant_id, year, month, hydro_min_flow_mw, hydro_avg_flow_mw) SELECT 21 as hydro_simple_scenario_id, 157996 as generation_plant_id, 2009 as year, month, hydro_min_flow_mw, hydro_avg_flow_mw FROM switch.hydro_historical_monthly_capacity_factors WHERE generation_plant_id = 1157631069 AND hydro_simple_scenario_id = 1;
INSERT INTO switch.hydro_historical_monthly_capacity_factors (hydro_simple_scenario_id, generation_plant_id, year, month, hydro_min_flow_mw, hydro_avg_flow_mw) SELECT 21 as hydro_simple_scenario_id, 158001 as generation_plant_id, 2009 as year, month, hydro_min_flow_mw, hydro_avg_flow_mw FROM switch.hydro_historical_monthly_capacity_factors WHERE generation_plant_id = 1157631074 AND hydro_simple_scenario_id = 1;
INSERT INTO switch.hydro_historical_monthly_capacity_factors (hydro_simple_scenario_id, generation_plant_id, year, month, hydro_min_flow_mw, hydro_avg_flow_mw) SELECT 21 as hydro_simple_scenario_id, 157998 as generation_plant_id, 2009 as year, month, hydro_min_flow_mw, hydro_avg_flow_mw FROM switch.hydro_historical_monthly_capacity_factors WHERE generation_plant_id = 1157631071 AND hydro_simple_scenario_id = 1;
INSERT INTO switch.hydro_historical_monthly_capacity_factors (hydro_simple_scenario_id, generation_plant_id, year, month, hydro_min_flow_mw, hydro_avg_flow_mw) SELECT 21 as hydro_simple_scenario_id, 157999 as generation_plant_id, 2009 as year, month, hydro_min_flow_mw, hydro_avg_flow_mw FROM switch.hydro_historical_monthly_capacity_factors WHERE generation_plant_id = 1157631072 AND hydro_simple_scenario_id = 1;
INSERT INTO switch.hydro_historical_monthly_capacity_factors (hydro_simple_scenario_id, generation_plant_id, year, month, hydro_min_flow_mw, hydro_avg_flow_mw) SELECT 21 as hydro_simple_scenario_id, 157894 as generation_plant_id, 2009 as year, month, hydro_min_flow_mw, hydro_avg_flow_mw FROM switch.hydro_historical_monthly_capacity_factors WHERE generation_plant_id = 5000878 AND hydro_simple_scenario_id = 1;
INSERT INTO switch.hydro_historical_monthly_capacity_factors (hydro_simple_scenario_id, generation_plant_id, year, month, hydro_min_flow_mw, hydro_avg_flow_mw) SELECT 21 as hydro_simple_scenario_id, 157895 as generation_plant_id, 2009 as year, month, hydro_min_flow_mw, hydro_avg_flow_mw FROM switch.hydro_historical_monthly_capacity_factors WHERE generation_plant_id = 5000879 AND hydro_simple_scenario_id = 1;
INSERT INTO switch.hydro_historical_monthly_capacity_factors (hydro_simple_scenario_id, generation_plant_id, year, month, hydro_min_flow_mw, hydro_avg_flow_mw) SELECT 21 as hydro_simple_scenario_id, 158000 as generation_plant_id, 2009 as year, month, hydro_min_flow_mw, hydro_avg_flow_mw FROM switch.hydro_historical_monthly_capacity_factors WHERE generation_plant_id = 1157631073 AND hydro_simple_scenario_id = 1;
INSERT INTO switch.hydro_historical_monthly_capacity_factors (hydro_simple_scenario_id, generation_plant_id, year, month, hydro_min_flow_mw, hydro_avg_flow_mw) SELECT 21 as hydro_simple_scenario_id, 157896 as generation_plant_id, 2009 as year, month, hydro_min_flow_mw, hydro_avg_flow_mw FROM switch.hydro_historical_monthly_capacity_factors WHERE generation_plant_id = 5000880 AND hydro_simple_scenario_id = 1;
INSERT INTO switch.hydro_historical_monthly_capacity_factors (hydro_simple_scenario_id, generation_plant_id, year, month, hydro_min_flow_mw, hydro_avg_flow_mw) SELECT 21 as hydro_simple_scenario_id, 157897 as generation_plant_id, 2009 as year, month, hydro_min_flow_mw, hydro_avg_flow_mw FROM switch.hydro_historical_monthly_capacity_factors WHERE generation_plant_id = 5000881 AND hydro_simple_scenario_id = 1;
INSERT INTO switch.hydro_historical_monthly_capacity_factors (hydro_simple_scenario_id, generation_plant_id, year, month, hydro_min_flow_mw, hydro_avg_flow_mw) SELECT 21 as hydro_simple_scenario_id, 157983 as generation_plant_id, 2009 as year, month, hydro_min_flow_mw, hydro_avg_flow_mw FROM switch.hydro_historical_monthly_capacity_factors WHERE generation_plant_id = 1157631056 AND hydro_simple_scenario_id = 1;
INSERT INTO switch.hydro_historical_monthly_capacity_factors (hydro_simple_scenario_id, generation_plant_id, year, month, hydro_min_flow_mw, hydro_avg_flow_mw) SELECT 21 as hydro_simple_scenario_id, 157990 as generation_plant_id, 2009 as year, month, hydro_min_flow_mw, hydro_avg_flow_mw FROM switch.hydro_historical_monthly_capacity_factors WHERE generation_plant_id = 1157631063 AND hydro_simple_scenario_id = 1;
INSERT INTO switch.hydro_historical_monthly_capacity_factors (hydro_simple_scenario_id, generation_plant_id, year, month, hydro_min_flow_mw, hydro_avg_flow_mw) SELECT 21 as hydro_simple_scenario_id, 157898 as generation_plant_id, 2009 as year, month, hydro_min_flow_mw, hydro_avg_flow_mw FROM switch.hydro_historical_monthly_capacity_factors WHERE generation_plant_id = 5000882 AND hydro_simple_scenario_id = 1;
INSERT INTO switch.hydro_historical_monthly_capacity_factors (hydro_simple_scenario_id, generation_plant_id, year, month, hydro_min_flow_mw, hydro_avg_flow_mw) SELECT 21 as hydro_simple_scenario_id, 157899 as generation_plant_id, 2009 as year, month, hydro_min_flow_mw, hydro_avg_flow_mw FROM switch.hydro_historical_monthly_capacity_factors WHERE generation_plant_id = 5000883 AND hydro_simple_scenario_id = 1;
INSERT INTO switch.hydro_historical_monthly_capacity_factors (hydro_simple_scenario_id, generation_plant_id, year, month, hydro_min_flow_mw, hydro_avg_flow_mw) SELECT 21 as hydro_simple_scenario_id, 157900 as generation_plant_id, 2009 as year, month, hydro_min_flow_mw, hydro_avg_flow_mw FROM switch.hydro_historical_monthly_capacity_factors WHERE generation_plant_id = 5000884 AND hydro_simple_scenario_id = 1;
INSERT INTO switch.hydro_historical_monthly_capacity_factors (hydro_simple_scenario_id, generation_plant_id, year, month, hydro_min_flow_mw, hydro_avg_flow_mw) SELECT 21 as hydro_simple_scenario_id, 157943 as generation_plant_id, 2009 as year, month, hydro_min_flow_mw, hydro_avg_flow_mw FROM switch.hydro_historical_monthly_capacity_factors WHERE generation_plant_id = 1157631016 AND hydro_simple_scenario_id = 1;
INSERT INTO switch.hydro_historical_monthly_capacity_factors (hydro_simple_scenario_id, generation_plant_id, year, month, hydro_min_flow_mw, hydro_avg_flow_mw) SELECT 21 as hydro_simple_scenario_id, 157947 as generation_plant_id, 2009 as year, month, hydro_min_flow_mw, hydro_avg_flow_mw FROM switch.hydro_historical_monthly_capacity_factors WHERE generation_plant_id = 1157631020 AND hydro_simple_scenario_id = 1;
INSERT INTO switch.hydro_historical_monthly_capacity_factors (hydro_simple_scenario_id, generation_plant_id, year, month, hydro_min_flow_mw, hydro_avg_flow_mw) SELECT 21 as hydro_simple_scenario_id, 157988 as generation_plant_id, 2009 as year, month, hydro_min_flow_mw, hydro_avg_flow_mw FROM switch.hydro_historical_monthly_capacity_factors WHERE generation_plant_id = 1157631061 AND hydro_simple_scenario_id = 1;
INSERT INTO switch.hydro_historical_monthly_capacity_factors (hydro_simple_scenario_id, generation_plant_id, year, month, hydro_min_flow_mw, hydro_avg_flow_mw) SELECT 21 as hydro_simple_scenario_id, 157901 as generation_plant_id, 2009 as year, month, hydro_min_flow_mw, hydro_avg_flow_mw FROM switch.hydro_historical_monthly_capacity_factors WHERE generation_plant_id = 5000885 AND hydro_simple_scenario_id = 1;
INSERT INTO switch.hydro_historical_monthly_capacity_factors (hydro_simple_scenario_id, generation_plant_id, year, month, hydro_min_flow_mw, hydro_avg_flow_mw) SELECT 21 as hydro_simple_scenario_id, 157838 as generation_plant_id, 2009 as year, month, hydro_min_flow_mw, hydro_avg_flow_mw FROM switch.hydro_historical_monthly_capacity_factors WHERE generation_plant_id = 5000822 AND hydro_simple_scenario_id = 1;
INSERT INTO switch.hydro_historical_monthly_capacity_factors (hydro_simple_scenario_id, generation_plant_id, year, month, hydro_min_flow_mw, hydro_avg_flow_mw) SELECT 21 as hydro_simple_scenario_id, 157987 as generation_plant_id, 2009 as year, month, hydro_min_flow_mw, hydro_avg_flow_mw FROM switch.hydro_historical_monthly_capacity_factors WHERE generation_plant_id = 1157631060 AND hydro_simple_scenario_id = 1;
INSERT INTO switch.hydro_historical_monthly_capacity_factors (hydro_simple_scenario_id, generation_plant_id, year, month, hydro_min_flow_mw, hydro_avg_flow_mw) SELECT 21 as hydro_simple_scenario_id, 157985 as generation_plant_id, 2009 as year, month, hydro_min_flow_mw, hydro_avg_flow_mw FROM switch.hydro_historical_monthly_capacity_factors WHERE generation_plant_id = 1157631058 AND hydro_simple_scenario_id = 1;
INSERT INTO switch.hydro_historical_monthly_capacity_factors (hydro_simple_scenario_id, generation_plant_id, year, month, hydro_min_flow_mw, hydro_avg_flow_mw) SELECT 21 as hydro_simple_scenario_id, 158052 as generation_plant_id, 2009 as year, month, hydro_min_flow_mw, hydro_avg_flow_mw FROM switch.hydro_historical_monthly_capacity_factors WHERE generation_plant_id = 1157631125 AND hydro_simple_scenario_id = 1;
INSERT INTO switch.hydro_historical_monthly_capacity_factors (hydro_simple_scenario_id, generation_plant_id, year, month, hydro_min_flow_mw, hydro_avg_flow_mw) SELECT 21 as hydro_simple_scenario_id, 158053 as generation_plant_id, 2009 as year, month, hydro_min_flow_mw, hydro_avg_flow_mw FROM switch.hydro_historical_monthly_capacity_factors WHERE generation_plant_id = 1157631126 AND hydro_simple_scenario_id = 1;
INSERT INTO switch.hydro_historical_monthly_capacity_factors (hydro_simple_scenario_id, generation_plant_id, year, month, hydro_min_flow_mw, hydro_avg_flow_mw) SELECT 21 as hydro_simple_scenario_id, 158005 as generation_plant_id, 2009 as year, month, hydro_min_flow_mw, hydro_avg_flow_mw FROM switch.hydro_historical_monthly_capacity_factors WHERE generation_plant_id = 1157631078 AND hydro_simple_scenario_id = 1;
INSERT INTO switch.hydro_historical_monthly_capacity_factors (hydro_simple_scenario_id, generation_plant_id, year, month, hydro_min_flow_mw, hydro_avg_flow_mw) SELECT 21 as hydro_simple_scenario_id, 158003 as generation_plant_id, 2009 as year, month, hydro_min_flow_mw, hydro_avg_flow_mw FROM switch.hydro_historical_monthly_capacity_factors WHERE generation_plant_id = 1157631076 AND hydro_simple_scenario_id = 1;
INSERT INTO switch.hydro_historical_monthly_capacity_factors (hydro_simple_scenario_id, generation_plant_id, year, month, hydro_min_flow_mw, hydro_avg_flow_mw) SELECT 21 as hydro_simple_scenario_id, 157984 as generation_plant_id, 2009 as year, month, hydro_min_flow_mw, hydro_avg_flow_mw FROM switch.hydro_historical_monthly_capacity_factors WHERE generation_plant_id = 1157631057 AND hydro_simple_scenario_id = 1;
INSERT INTO switch.hydro_historical_monthly_capacity_factors (hydro_simple_scenario_id, generation_plant_id, year, month, hydro_min_flow_mw, hydro_avg_flow_mw) SELECT 21 as hydro_simple_scenario_id, 157902 as generation_plant_id, 2009 as year, month, hydro_min_flow_mw, hydro_avg_flow_mw FROM switch.hydro_historical_monthly_capacity_factors WHERE generation_plant_id = 5000886 AND hydro_simple_scenario_id = 1;
INSERT INTO switch.hydro_historical_monthly_capacity_factors (hydro_simple_scenario_id, generation_plant_id, year, month, hydro_min_flow_mw, hydro_avg_flow_mw) SELECT 21 as hydro_simple_scenario_id, 157903 as generation_plant_id, 2009 as year, month, hydro_min_flow_mw, hydro_avg_flow_mw FROM switch.hydro_historical_monthly_capacity_factors WHERE generation_plant_id = 5000887 AND hydro_simple_scenario_id = 1;
INSERT INTO switch.hydro_historical_monthly_capacity_factors (hydro_simple_scenario_id, generation_plant_id, year, month, hydro_min_flow_mw, hydro_avg_flow_mw) SELECT 21 as hydro_simple_scenario_id, 157955 as generation_plant_id, 2009 as year, month, hydro_min_flow_mw, hydro_avg_flow_mw FROM switch.hydro_historical_monthly_capacity_factors WHERE generation_plant_id = 1157631028 AND hydro_simple_scenario_id = 1;
INSERT INTO switch.hydro_historical_monthly_capacity_factors (hydro_simple_scenario_id, generation_plant_id, year, month, hydro_min_flow_mw, hydro_avg_flow_mw) SELECT 21 as hydro_simple_scenario_id, 157839 as generation_plant_id, 2009 as year, month, hydro_min_flow_mw, hydro_avg_flow_mw FROM switch.hydro_historical_monthly_capacity_factors WHERE generation_plant_id = 5000823 AND hydro_simple_scenario_id = 1;
INSERT INTO switch.hydro_historical_monthly_capacity_factors (hydro_simple_scenario_id, generation_plant_id, year, month, hydro_min_flow_mw, hydro_avg_flow_mw) SELECT 21 as hydro_simple_scenario_id, 157904 as generation_plant_id, 2009 as year, month, hydro_min_flow_mw, hydro_avg_flow_mw FROM switch.hydro_historical_monthly_capacity_factors WHERE generation_plant_id = 5000888 AND hydro_simple_scenario_id = 1;
INSERT INTO switch.hydro_historical_monthly_capacity_factors (hydro_simple_scenario_id, generation_plant_id, year, month, hydro_min_flow_mw, hydro_avg_flow_mw) SELECT 21 as hydro_simple_scenario_id, 158023 as generation_plant_id, 2009 as year, month, hydro_min_flow_mw, hydro_avg_flow_mw FROM switch.hydro_historical_monthly_capacity_factors WHERE generation_plant_id = 1157631096 AND hydro_simple_scenario_id = 1;
INSERT INTO switch.hydro_historical_monthly_capacity_factors (hydro_simple_scenario_id, generation_plant_id, year, month, hydro_min_flow_mw, hydro_avg_flow_mw) SELECT 21 as hydro_simple_scenario_id, 157989 as generation_plant_id, 2009 as year, month, hydro_min_flow_mw, hydro_avg_flow_mw FROM switch.hydro_historical_monthly_capacity_factors WHERE generation_plant_id = 1157631062 AND hydro_simple_scenario_id = 1;
INSERT INTO switch.hydro_historical_monthly_capacity_factors (hydro_simple_scenario_id, generation_plant_id, year, month, hydro_min_flow_mw, hydro_avg_flow_mw) SELECT 21 as hydro_simple_scenario_id, 157905 as generation_plant_id, 2009 as year, month, hydro_min_flow_mw, hydro_avg_flow_mw FROM switch.hydro_historical_monthly_capacity_factors WHERE generation_plant_id = 5000889 AND hydro_simple_scenario_id = 1;
INSERT INTO switch.hydro_historical_monthly_capacity_factors (hydro_simple_scenario_id, generation_plant_id, year, month, hydro_min_flow_mw, hydro_avg_flow_mw) SELECT 21 as hydro_simple_scenario_id, 157906 as generation_plant_id, 2009 as year, month, hydro_min_flow_mw, hydro_avg_flow_mw FROM switch.hydro_historical_monthly_capacity_factors WHERE generation_plant_id = 5000890 AND hydro_simple_scenario_id = 1;
INSERT INTO switch.hydro_historical_monthly_capacity_factors (hydro_simple_scenario_id, generation_plant_id, year, month, hydro_min_flow_mw, hydro_avg_flow_mw) SELECT 21 as hydro_simple_scenario_id, 157907 as generation_plant_id, 2009 as year, month, hydro_min_flow_mw, hydro_avg_flow_mw FROM switch.hydro_historical_monthly_capacity_factors WHERE generation_plant_id = 5000891 AND hydro_simple_scenario_id = 1;
INSERT INTO switch.hydro_historical_monthly_capacity_factors (hydro_simple_scenario_id, generation_plant_id, year, month, hydro_min_flow_mw, hydro_avg_flow_mw) SELECT 21 as hydro_simple_scenario_id, 157908 as generation_plant_id, 2009 as year, month, hydro_min_flow_mw, hydro_avg_flow_mw FROM switch.hydro_historical_monthly_capacity_factors WHERE generation_plant_id = 5000892 AND hydro_simple_scenario_id = 1;
INSERT INTO switch.hydro_historical_monthly_capacity_factors (hydro_simple_scenario_id, generation_plant_id, year, month, hydro_min_flow_mw, hydro_avg_flow_mw) SELECT 21 as hydro_simple_scenario_id, 158011 as generation_plant_id, 2009 as year, month, hydro_min_flow_mw, hydro_avg_flow_mw FROM switch.hydro_historical_monthly_capacity_factors WHERE generation_plant_id = 1157631084 AND hydro_simple_scenario_id = 1;
INSERT INTO switch.hydro_historical_monthly_capacity_factors (hydro_simple_scenario_id, generation_plant_id, year, month, hydro_min_flow_mw, hydro_avg_flow_mw) SELECT 21 as hydro_simple_scenario_id, 158013 as generation_plant_id, 2009 as year, month, hydro_min_flow_mw, hydro_avg_flow_mw FROM switch.hydro_historical_monthly_capacity_factors WHERE generation_plant_id = 1157631086 AND hydro_simple_scenario_id = 1;
INSERT INTO switch.hydro_historical_monthly_capacity_factors (hydro_simple_scenario_id, generation_plant_id, year, month, hydro_min_flow_mw, hydro_avg_flow_mw) SELECT 21 as hydro_simple_scenario_id, 157840 as generation_plant_id, 2009 as year, month, hydro_min_flow_mw, hydro_avg_flow_mw FROM switch.hydro_historical_monthly_capacity_factors WHERE generation_plant_id = 5000824 AND hydro_simple_scenario_id = 1;
INSERT INTO switch.hydro_historical_monthly_capacity_factors (hydro_simple_scenario_id, generation_plant_id, year, month, hydro_min_flow_mw, hydro_avg_flow_mw) SELECT 21 as hydro_simple_scenario_id, 158012 as generation_plant_id, 2009 as year, month, hydro_min_flow_mw, hydro_avg_flow_mw FROM switch.hydro_historical_monthly_capacity_factors WHERE generation_plant_id = 1157631085 AND hydro_simple_scenario_id = 1;
INSERT INTO switch.hydro_historical_monthly_capacity_factors (hydro_simple_scenario_id, generation_plant_id, year, month, hydro_min_flow_mw, hydro_avg_flow_mw) SELECT 21 as hydro_simple_scenario_id, 157909 as generation_plant_id, 2009 as year, month, hydro_min_flow_mw, hydro_avg_flow_mw FROM switch.hydro_historical_monthly_capacity_factors WHERE generation_plant_id = 5000893 AND hydro_simple_scenario_id = 1;
INSERT INTO switch.hydro_historical_monthly_capacity_factors (hydro_simple_scenario_id, generation_plant_id, year, month, hydro_min_flow_mw, hydro_avg_flow_mw) SELECT 21 as hydro_simple_scenario_id, 158002 as generation_plant_id, 2009 as year, month, hydro_min_flow_mw, hydro_avg_flow_mw FROM switch.hydro_historical_monthly_capacity_factors WHERE generation_plant_id = 1157631075 AND hydro_simple_scenario_id = 1;
INSERT INTO switch.hydro_historical_monthly_capacity_factors (hydro_simple_scenario_id, generation_plant_id, year, month, hydro_min_flow_mw, hydro_avg_flow_mw) SELECT 21 as hydro_simple_scenario_id, 157841 as generation_plant_id, 2009 as year, month, hydro_min_flow_mw, hydro_avg_flow_mw FROM switch.hydro_historical_monthly_capacity_factors WHERE generation_plant_id = 5000825 AND hydro_simple_scenario_id = 1;
INSERT INTO switch.hydro_historical_monthly_capacity_factors (hydro_simple_scenario_id, generation_plant_id, year, month, hydro_min_flow_mw, hydro_avg_flow_mw) SELECT 21 as hydro_simple_scenario_id, 157997 as generation_plant_id, 2009 as year, month, hydro_min_flow_mw, hydro_avg_flow_mw FROM switch.hydro_historical_monthly_capacity_factors WHERE generation_plant_id = 1157631070 AND hydro_simple_scenario_id = 1;
INSERT INTO switch.hydro_historical_monthly_capacity_factors (hydro_simple_scenario_id, generation_plant_id, year, month, hydro_min_flow_mw, hydro_avg_flow_mw) SELECT 21 as hydro_simple_scenario_id, 158004 as generation_plant_id, 2009 as year, month, hydro_min_flow_mw, hydro_avg_flow_mw FROM switch.hydro_historical_monthly_capacity_factors WHERE generation_plant_id = 1157631077 AND hydro_simple_scenario_id = 1;
INSERT INTO switch.hydro_historical_monthly_capacity_factors (hydro_simple_scenario_id, generation_plant_id, year, month, hydro_min_flow_mw, hydro_avg_flow_mw) SELECT 21 as hydro_simple_scenario_id, 157910 as generation_plant_id, 2009 as year, month, hydro_min_flow_mw, hydro_avg_flow_mw FROM switch.hydro_historical_monthly_capacity_factors WHERE generation_plant_id = 5000894 AND hydro_simple_scenario_id = 1;
INSERT INTO switch.hydro_historical_monthly_capacity_factors (hydro_simple_scenario_id, generation_plant_id, year, month, hydro_min_flow_mw, hydro_avg_flow_mw) SELECT 21 as hydro_simple_scenario_id, 157911 as generation_plant_id, 2009 as year, month, hydro_min_flow_mw, hydro_avg_flow_mw FROM switch.hydro_historical_monthly_capacity_factors WHERE generation_plant_id = 5000895 AND hydro_simple_scenario_id = 1;
INSERT INTO switch.hydro_historical_monthly_capacity_factors (hydro_simple_scenario_id, generation_plant_id, year, month, hydro_min_flow_mw, hydro_avg_flow_mw) SELECT 21 as hydro_simple_scenario_id, 157922 as generation_plant_id, 2009 as year, month, hydro_min_flow_mw, hydro_avg_flow_mw FROM switch.hydro_historical_monthly_capacity_factors WHERE generation_plant_id = 5000906 AND hydro_simple_scenario_id = 1;
INSERT INTO switch.hydro_historical_monthly_capacity_factors (hydro_simple_scenario_id, generation_plant_id, year, month, hydro_min_flow_mw, hydro_avg_flow_mw) SELECT 21 as hydro_simple_scenario_id, 157982 as generation_plant_id, 2009 as year, month, hydro_min_flow_mw, hydro_avg_flow_mw FROM switch.hydro_historical_monthly_capacity_factors WHERE generation_plant_id = 1157631055 AND hydro_simple_scenario_id = 1;
INSERT INTO switch.hydro_historical_monthly_capacity_factors (hydro_simple_scenario_id, generation_plant_id, year, month, hydro_min_flow_mw, hydro_avg_flow_mw) SELECT 21 as hydro_simple_scenario_id, 157981 as generation_plant_id, 2009 as year, month, hydro_min_flow_mw, hydro_avg_flow_mw FROM switch.hydro_historical_monthly_capacity_factors WHERE generation_plant_id = 1157631054 AND hydro_simple_scenario_id = 1;
INSERT INTO switch.hydro_historical_monthly_capacity_factors (hydro_simple_scenario_id, generation_plant_id, year, month, hydro_min_flow_mw, hydro_avg_flow_mw) SELECT 21 as hydro_simple_scenario_id, 157980 as generation_plant_id, 2009 as year, month, hydro_min_flow_mw, hydro_avg_flow_mw FROM switch.hydro_historical_monthly_capacity_factors WHERE generation_plant_id = 1157631053 AND hydro_simple_scenario_id = 1;
INSERT INTO switch.hydro_historical_monthly_capacity_factors (hydro_simple_scenario_id, generation_plant_id, year, month, hydro_min_flow_mw, hydro_avg_flow_mw) SELECT 21 as hydro_simple_scenario_id, 157942 as generation_plant_id, 2009 as year, month, hydro_min_flow_mw, hydro_avg_flow_mw FROM switch.hydro_historical_monthly_capacity_factors WHERE generation_plant_id = 1157631015 AND hydro_simple_scenario_id = 1;
INSERT INTO switch.hydro_historical_monthly_capacity_factors (hydro_simple_scenario_id, generation_plant_id, year, month, hydro_min_flow_mw, hydro_avg_flow_mw) SELECT 21 as hydro_simple_scenario_id, 157912 as generation_plant_id, 2009 as year, month, hydro_min_flow_mw, hydro_avg_flow_mw FROM switch.hydro_historical_monthly_capacity_factors WHERE generation_plant_id = 5000896 AND hydro_simple_scenario_id = 1;
INSERT INTO switch.hydro_historical_monthly_capacity_factors (hydro_simple_scenario_id, generation_plant_id, year, month, hydro_min_flow_mw, hydro_avg_flow_mw) SELECT 21 as hydro_simple_scenario_id, 157913 as generation_plant_id, 2009 as year, month, hydro_min_flow_mw, hydro_avg_flow_mw FROM switch.hydro_historical_monthly_capacity_factors WHERE generation_plant_id = 5000897 AND hydro_simple_scenario_id = 1;
INSERT INTO switch.hydro_historical_monthly_capacity_factors (hydro_simple_scenario_id, generation_plant_id, year, month, hydro_min_flow_mw, hydro_avg_flow_mw) SELECT 21 as hydro_simple_scenario_id, 157914 as generation_plant_id, 2009 as year, month, hydro_min_flow_mw, hydro_avg_flow_mw FROM switch.hydro_historical_monthly_capacity_factors WHERE generation_plant_id = 5000898 AND hydro_simple_scenario_id = 1;
INSERT INTO switch.hydro_historical_monthly_capacity_factors (hydro_simple_scenario_id, generation_plant_id, year, month, hydro_min_flow_mw, hydro_avg_flow_mw) SELECT 21 as hydro_simple_scenario_id, 157915 as generation_plant_id, 2009 as year, month, hydro_min_flow_mw, hydro_avg_flow_mw FROM switch.hydro_historical_monthly_capacity_factors WHERE generation_plant_id = 5000899 AND hydro_simple_scenario_id = 1;
INSERT INTO switch.hydro_historical_monthly_capacity_factors (hydro_simple_scenario_id, generation_plant_id, year, month, hydro_min_flow_mw, hydro_avg_flow_mw) SELECT 21 as hydro_simple_scenario_id, 157916 as generation_plant_id, 2009 as year, month, hydro_min_flow_mw, hydro_avg_flow_mw FROM switch.hydro_historical_monthly_capacity_factors WHERE generation_plant_id = 5000900 AND hydro_simple_scenario_id = 1;
INSERT INTO switch.hydro_historical_monthly_capacity_factors (hydro_simple_scenario_id, generation_plant_id, year, month, hydro_min_flow_mw, hydro_avg_flow_mw) SELECT 21 as hydro_simple_scenario_id, 157974 as generation_plant_id, 2009 as year, month, hydro_min_flow_mw, hydro_avg_flow_mw FROM switch.hydro_historical_monthly_capacity_factors WHERE generation_plant_id = 1157631047 AND hydro_simple_scenario_id = 1;
INSERT INTO switch.hydro_historical_monthly_capacity_factors (hydro_simple_scenario_id, generation_plant_id, year, month, hydro_min_flow_mw, hydro_avg_flow_mw) SELECT 21 as hydro_simple_scenario_id, 157976 as generation_plant_id, 2009 as year, month, hydro_min_flow_mw, hydro_avg_flow_mw FROM switch.hydro_historical_monthly_capacity_factors WHERE generation_plant_id = 1157631049 AND hydro_simple_scenario_id = 1;
INSERT INTO switch.hydro_historical_monthly_capacity_factors (hydro_simple_scenario_id, generation_plant_id, year, month, hydro_min_flow_mw, hydro_avg_flow_mw) SELECT 21 as hydro_simple_scenario_id, 157917 as generation_plant_id, 2009 as year, month, hydro_min_flow_mw, hydro_avg_flow_mw FROM switch.hydro_historical_monthly_capacity_factors WHERE generation_plant_id = 5000901 AND hydro_simple_scenario_id = 1;
INSERT INTO switch.hydro_historical_monthly_capacity_factors (hydro_simple_scenario_id, generation_plant_id, year, month, hydro_min_flow_mw, hydro_avg_flow_mw) SELECT 21 as hydro_simple_scenario_id, 157918 as generation_plant_id, 2009 as year, month, hydro_min_flow_mw, hydro_avg_flow_mw FROM switch.hydro_historical_monthly_capacity_factors WHERE generation_plant_id = 5000902 AND hydro_simple_scenario_id = 1;
INSERT INTO switch.hydro_historical_monthly_capacity_factors (hydro_simple_scenario_id, generation_plant_id, year, month, hydro_min_flow_mw, hydro_avg_flow_mw) SELECT 21 as hydro_simple_scenario_id, 157919 as generation_plant_id, 2009 as year, month, hydro_min_flow_mw, hydro_avg_flow_mw FROM switch.hydro_historical_monthly_capacity_factors WHERE generation_plant_id = 5000903 AND hydro_simple_scenario_id = 1;
INSERT INTO switch.hydro_historical_monthly_capacity_factors (hydro_simple_scenario_id, generation_plant_id, year, month, hydro_min_flow_mw, hydro_avg_flow_mw) SELECT 21 as hydro_simple_scenario_id, 157920 as generation_plant_id, 2009 as year, month, hydro_min_flow_mw, hydro_avg_flow_mw FROM switch.hydro_historical_monthly_capacity_factors WHERE generation_plant_id = 5000904 AND hydro_simple_scenario_id = 1;
INSERT INTO switch.hydro_historical_monthly_capacity_factors (hydro_simple_scenario_id, generation_plant_id, year, month, hydro_min_flow_mw, hydro_avg_flow_mw) SELECT 21 as hydro_simple_scenario_id, 157921 as generation_plant_id, 2009 as year, month, hydro_min_flow_mw, hydro_avg_flow_mw FROM switch.hydro_historical_monthly_capacity_factors WHERE generation_plant_id = 5000905 AND hydro_simple_scenario_id = 1;
INSERT INTO switch.hydro_historical_monthly_capacity_factors (hydro_simple_scenario_id, generation_plant_id, year, month, hydro_min_flow_mw, hydro_avg_flow_mw) SELECT 21 as hydro_simple_scenario_id, 157842 as generation_plant_id, 2009 as year, month, hydro_min_flow_mw, hydro_avg_flow_mw FROM switch.hydro_historical_monthly_capacity_factors WHERE generation_plant_id = 5000826 AND hydro_simple_scenario_id = 1;
INSERT INTO switch.hydro_historical_monthly_capacity_factors (hydro_simple_scenario_id, generation_plant_id, year, month, hydro_min_flow_mw, hydro_avg_flow_mw) SELECT 21 as hydro_simple_scenario_id, 157924 as generation_plant_id, 2009 as year, month, hydro_min_flow_mw, hydro_avg_flow_mw FROM switch.hydro_historical_monthly_capacity_factors WHERE generation_plant_id = 5000908 AND hydro_simple_scenario_id = 1;
INSERT INTO switch.hydro_historical_monthly_capacity_factors (hydro_simple_scenario_id, generation_plant_id, year, month, hydro_min_flow_mw, hydro_avg_flow_mw) SELECT 21 as hydro_simple_scenario_id, 157923 as generation_plant_id, 2009 as year, month, hydro_min_flow_mw, hydro_avg_flow_mw FROM switch.hydro_historical_monthly_capacity_factors WHERE generation_plant_id = 5000907 AND hydro_simple_scenario_id = 1;
INSERT INTO switch.hydro_historical_monthly_capacity_factors (hydro_simple_scenario_id, generation_plant_id, year, month, hydro_min_flow_mw, hydro_avg_flow_mw) SELECT 21 as hydro_simple_scenario_id, 157925 as generation_plant_id, 2009 as year, month, hydro_min_flow_mw, hydro_avg_flow_mw FROM switch.hydro_historical_monthly_capacity_factors WHERE generation_plant_id = 5000909 AND hydro_simple_scenario_id = 1;
INSERT INTO switch.hydro_historical_monthly_capacity_factors (hydro_simple_scenario_id, generation_plant_id, year, month, hydro_min_flow_mw, hydro_avg_flow_mw) SELECT 21 as hydro_simple_scenario_id, 157926 as generation_plant_id, 2009 as year, month, hydro_min_flow_mw, hydro_avg_flow_mw FROM switch.hydro_historical_monthly_capacity_factors WHERE generation_plant_id = 5000910 AND hydro_simple_scenario_id = 1;
INSERT INTO switch.hydro_historical_monthly_capacity_factors (hydro_simple_scenario_id, generation_plant_id, year, month, hydro_min_flow_mw, hydro_avg_flow_mw) SELECT 21 as hydro_simple_scenario_id, 158017 as generation_plant_id, 2009 as year, month, hydro_min_flow_mw, hydro_avg_flow_mw FROM switch.hydro_historical_monthly_capacity_factors WHERE generation_plant_id = 1157631090 AND hydro_simple_scenario_id = 1;
INSERT INTO switch.hydro_historical_monthly_capacity_factors (hydro_simple_scenario_id, generation_plant_id, year, month, hydro_min_flow_mw, hydro_avg_flow_mw) SELECT 21 as hydro_simple_scenario_id, 158016 as generation_plant_id, 2009 as year, month, hydro_min_flow_mw, hydro_avg_flow_mw FROM switch.hydro_historical_monthly_capacity_factors WHERE generation_plant_id = 1157631089 AND hydro_simple_scenario_id = 1;
INSERT INTO switch.hydro_historical_monthly_capacity_factors (hydro_simple_scenario_id, generation_plant_id, year, month, hydro_min_flow_mw, hydro_avg_flow_mw) SELECT 21 as hydro_simple_scenario_id, 158015 as generation_plant_id, 2009 as year, month, hydro_min_flow_mw, hydro_avg_flow_mw FROM switch.hydro_historical_monthly_capacity_factors WHERE generation_plant_id = 1157631088 AND hydro_simple_scenario_id = 1;
INSERT INTO switch.hydro_historical_monthly_capacity_factors (hydro_simple_scenario_id, generation_plant_id, year, month, hydro_min_flow_mw, hydro_avg_flow_mw) SELECT 21 as hydro_simple_scenario_id, 157975 as generation_plant_id, 2009 as year, month, hydro_min_flow_mw, hydro_avg_flow_mw FROM switch.hydro_historical_monthly_capacity_factors WHERE generation_plant_id = 1157631048 AND hydro_simple_scenario_id = 1;
INSERT INTO switch.hydro_historical_monthly_capacity_factors (hydro_simple_scenario_id, generation_plant_id, year, month, hydro_min_flow_mw, hydro_avg_flow_mw) SELECT 21 as hydro_simple_scenario_id, 157977 as generation_plant_id, 2009 as year, month, hydro_min_flow_mw, hydro_avg_flow_mw FROM switch.hydro_historical_monthly_capacity_factors WHERE generation_plant_id = 1157631050 AND hydro_simple_scenario_id = 1;
INSERT INTO switch.hydro_historical_monthly_capacity_factors (hydro_simple_scenario_id, generation_plant_id, year, month, hydro_min_flow_mw, hydro_avg_flow_mw) SELECT 21 as hydro_simple_scenario_id, 157963 as generation_plant_id, 2009 as year, month, hydro_min_flow_mw, hydro_avg_flow_mw FROM switch.hydro_historical_monthly_capacity_factors WHERE generation_plant_id = 1157631036 AND hydro_simple_scenario_id = 1;
INSERT INTO switch.hydro_historical_monthly_capacity_factors (hydro_simple_scenario_id, generation_plant_id, year, month, hydro_min_flow_mw, hydro_avg_flow_mw) SELECT 21 as hydro_simple_scenario_id, 157964 as generation_plant_id, 2009 as year, month, hydro_min_flow_mw, hydro_avg_flow_mw FROM switch.hydro_historical_monthly_capacity_factors WHERE generation_plant_id = 1157631037 AND hydro_simple_scenario_id = 1;
INSERT INTO switch.hydro_historical_monthly_capacity_factors (hydro_simple_scenario_id, generation_plant_id, year, month, hydro_min_flow_mw, hydro_avg_flow_mw) SELECT 21 as hydro_simple_scenario_id, 157965 as generation_plant_id, 2009 as year, month, hydro_min_flow_mw, hydro_avg_flow_mw FROM switch.hydro_historical_monthly_capacity_factors WHERE generation_plant_id = 1157631038 AND hydro_simple_scenario_id = 1;
INSERT INTO switch.hydro_historical_monthly_capacity_factors (hydro_simple_scenario_id, generation_plant_id, year, month, hydro_min_flow_mw, hydro_avg_flow_mw) SELECT 21 as hydro_simple_scenario_id, 157966 as generation_plant_id, 2009 as year, month, hydro_min_flow_mw, hydro_avg_flow_mw FROM switch.hydro_historical_monthly_capacity_factors WHERE generation_plant_id = 1157631039 AND hydro_simple_scenario_id = 1;
INSERT INTO switch.hydro_historical_monthly_capacity_factors (hydro_simple_scenario_id, generation_plant_id, year, month, hydro_min_flow_mw, hydro_avg_flow_mw) SELECT 21 as hydro_simple_scenario_id, 158043 as generation_plant_id, 2009 as year, month, hydro_min_flow_mw, hydro_avg_flow_mw FROM switch.hydro_historical_monthly_capacity_factors WHERE generation_plant_id = 1157631116 AND hydro_simple_scenario_id = 1;
INSERT INTO switch.hydro_historical_monthly_capacity_factors (hydro_simple_scenario_id, generation_plant_id, year, month, hydro_min_flow_mw, hydro_avg_flow_mw) SELECT 21 as hydro_simple_scenario_id, 158040 as generation_plant_id, 2009 as year, month, hydro_min_flow_mw, hydro_avg_flow_mw FROM switch.hydro_historical_monthly_capacity_factors WHERE generation_plant_id = 1157631113 AND hydro_simple_scenario_id = 1;
INSERT INTO switch.hydro_historical_monthly_capacity_factors (hydro_simple_scenario_id, generation_plant_id, year, month, hydro_min_flow_mw, hydro_avg_flow_mw) SELECT 21 as hydro_simple_scenario_id, 157843 as generation_plant_id, 2009 as year, month, hydro_min_flow_mw, hydro_avg_flow_mw FROM switch.hydro_historical_monthly_capacity_factors WHERE generation_plant_id = 5000827 AND hydro_simple_scenario_id = 1;
INSERT INTO switch.hydro_historical_monthly_capacity_factors (hydro_simple_scenario_id, generation_plant_id, year, month, hydro_min_flow_mw, hydro_avg_flow_mw) SELECT 21 as hydro_simple_scenario_id, 157927 as generation_plant_id, 2009 as year, month, hydro_min_flow_mw, hydro_avg_flow_mw FROM switch.hydro_historical_monthly_capacity_factors WHERE generation_plant_id = 5000911 AND hydro_simple_scenario_id = 1;
INSERT INTO switch.hydro_historical_monthly_capacity_factors (hydro_simple_scenario_id, generation_plant_id, year, month, hydro_min_flow_mw, hydro_avg_flow_mw) SELECT 21 as hydro_simple_scenario_id, 157928 as generation_plant_id, 2009 as year, month, hydro_min_flow_mw, hydro_avg_flow_mw FROM switch.hydro_historical_monthly_capacity_factors WHERE generation_plant_id = 5000912 AND hydro_simple_scenario_id = 1;
INSERT INTO switch.hydro_historical_monthly_capacity_factors (hydro_simple_scenario_id, generation_plant_id, year, month, hydro_min_flow_mw, hydro_avg_flow_mw) SELECT 21 as hydro_simple_scenario_id, 157844 as generation_plant_id, 2009 as year, month, hydro_min_flow_mw, hydro_avg_flow_mw FROM switch.hydro_historical_monthly_capacity_factors WHERE generation_plant_id = 5000828 AND hydro_simple_scenario_id = 1;
INSERT INTO switch.hydro_historical_monthly_capacity_factors (hydro_simple_scenario_id, generation_plant_id, year, month, hydro_min_flow_mw, hydro_avg_flow_mw) SELECT 21 as hydro_simple_scenario_id, 157929 as generation_plant_id, 2009 as year, month, hydro_min_flow_mw, hydro_avg_flow_mw FROM switch.hydro_historical_monthly_capacity_factors WHERE generation_plant_id = 5000913 AND hydro_simple_scenario_id = 1;
INSERT INTO switch.hydro_historical_monthly_capacity_factors (hydro_simple_scenario_id, generation_plant_id, year, month, hydro_min_flow_mw, hydro_avg_flow_mw) SELECT 21 as hydro_simple_scenario_id, 157930 as generation_plant_id, 2009 as year, month, hydro_min_flow_mw, hydro_avg_flow_mw FROM switch.hydro_historical_monthly_capacity_factors WHERE generation_plant_id = 5000914 AND hydro_simple_scenario_id = 1;
INSERT INTO switch.hydro_historical_monthly_capacity_factors (hydro_simple_scenario_id, generation_plant_id, year, month, hydro_min_flow_mw, hydro_avg_flow_mw) SELECT 21 as hydro_simple_scenario_id, 157931 as generation_plant_id, 2009 as year, month, hydro_min_flow_mw, hydro_avg_flow_mw FROM switch.hydro_historical_monthly_capacity_factors WHERE generation_plant_id = 5000915 AND hydro_simple_scenario_id = 1;
INSERT INTO switch.hydro_historical_monthly_capacity_factors (hydro_simple_scenario_id, generation_plant_id, year, month, hydro_min_flow_mw, hydro_avg_flow_mw) SELECT 21 as hydro_simple_scenario_id, 157932 as generation_plant_id, 2009 as year, month, hydro_min_flow_mw, hydro_avg_flow_mw FROM switch.hydro_historical_monthly_capacity_factors WHERE generation_plant_id = 5000916 AND hydro_simple_scenario_id = 1;
INSERT INTO switch.hydro_historical_monthly_capacity_factors (hydro_simple_scenario_id, generation_plant_id, year, month, hydro_min_flow_mw, hydro_avg_flow_mw) SELECT 21 as hydro_simple_scenario_id, 157933 as generation_plant_id, 2009 as year, month, hydro_min_flow_mw, hydro_avg_flow_mw FROM switch.hydro_historical_monthly_capacity_factors WHERE generation_plant_id = 5000917 AND hydro_simple_scenario_id = 1;
INSERT INTO switch.hydro_historical_monthly_capacity_factors (hydro_simple_scenario_id, generation_plant_id, year, month, hydro_min_flow_mw, hydro_avg_flow_mw) SELECT 21 as hydro_simple_scenario_id, 157934 as generation_plant_id, 2009 as year, month, hydro_min_flow_mw, hydro_avg_flow_mw FROM switch.hydro_historical_monthly_capacity_factors WHERE generation_plant_id = 5000918 AND hydro_simple_scenario_id = 1;
INSERT INTO switch.hydro_historical_monthly_capacity_factors (hydro_simple_scenario_id, generation_plant_id, year, month, hydro_min_flow_mw, hydro_avg_flow_mw) SELECT 21 as hydro_simple_scenario_id, 158010 as generation_plant_id, 2009 as year, month, hydro_min_flow_mw, hydro_avg_flow_mw FROM switch.hydro_historical_monthly_capacity_factors WHERE generation_plant_id = 1157631083 AND hydro_simple_scenario_id = 1;
INSERT INTO switch.hydro_historical_monthly_capacity_factors (hydro_simple_scenario_id, generation_plant_id, year, month, hydro_min_flow_mw, hydro_avg_flow_mw) SELECT 21 as hydro_simple_scenario_id, 157952 as generation_plant_id, 2009 as year, month, hydro_min_flow_mw, hydro_avg_flow_mw FROM switch.hydro_historical_monthly_capacity_factors WHERE generation_plant_id = 1157631025 AND hydro_simple_scenario_id = 1;
INSERT INTO switch.hydro_historical_monthly_capacity_factors (hydro_simple_scenario_id, generation_plant_id, year, month, hydro_min_flow_mw, hydro_avg_flow_mw) SELECT 21 as hydro_simple_scenario_id, 157949 as generation_plant_id, 2009 as year, month, hydro_min_flow_mw, hydro_avg_flow_mw FROM switch.hydro_historical_monthly_capacity_factors WHERE generation_plant_id = 1157631022 AND hydro_simple_scenario_id = 1;
INSERT INTO switch.hydro_historical_monthly_capacity_factors (hydro_simple_scenario_id, generation_plant_id, year, month, hydro_min_flow_mw, hydro_avg_flow_mw) SELECT 21 as hydro_simple_scenario_id, 157962 as generation_plant_id, 2009 as year, month, hydro_min_flow_mw, hydro_avg_flow_mw FROM switch.hydro_historical_monthly_capacity_factors WHERE generation_plant_id = 1157631035 AND hydro_simple_scenario_id = 1;
INSERT INTO switch.hydro_historical_monthly_capacity_factors (hydro_simple_scenario_id, generation_plant_id, year, month, hydro_min_flow_mw, hydro_avg_flow_mw) SELECT 21 as hydro_simple_scenario_id, 157935 as generation_plant_id, 2009 as year, month, hydro_min_flow_mw, hydro_avg_flow_mw FROM switch.hydro_historical_monthly_capacity_factors WHERE generation_plant_id = 5000919 AND hydro_simple_scenario_id = 1;
INSERT INTO switch.hydro_historical_monthly_capacity_factors (hydro_simple_scenario_id, generation_plant_id, year, month, hydro_min_flow_mw, hydro_avg_flow_mw) SELECT 21 as hydro_simple_scenario_id, 157936 as generation_plant_id, 2009 as year, month, hydro_min_flow_mw, hydro_avg_flow_mw FROM switch.hydro_historical_monthly_capacity_factors WHERE generation_plant_id = 5000920 AND hydro_simple_scenario_id = 1;
INSERT INTO switch.hydro_historical_monthly_capacity_factors (hydro_simple_scenario_id, generation_plant_id, year, month, hydro_min_flow_mw, hydro_avg_flow_mw) SELECT 21 as hydro_simple_scenario_id, 158007 as generation_plant_id, 2009 as year, month, hydro_min_flow_mw, hydro_avg_flow_mw FROM switch.hydro_historical_monthly_capacity_factors WHERE generation_plant_id = 1157631080 AND hydro_simple_scenario_id = 1;
INSERT INTO switch.hydro_historical_monthly_capacity_factors (hydro_simple_scenario_id, generation_plant_id, year, month, hydro_min_flow_mw, hydro_avg_flow_mw) SELECT 21 as hydro_simple_scenario_id, 157937 as generation_plant_id, 2009 as year, month, hydro_min_flow_mw, hydro_avg_flow_mw FROM switch.hydro_historical_monthly_capacity_factors WHERE generation_plant_id = 5000921 AND hydro_simple_scenario_id = 1;
INSERT INTO switch.hydro_historical_monthly_capacity_factors (hydro_simple_scenario_id, generation_plant_id, year, month, hydro_min_flow_mw, hydro_avg_flow_mw) SELECT 21 as hydro_simple_scenario_id, 157938 as generation_plant_id, 2009 as year, month, hydro_min_flow_mw, hydro_avg_flow_mw FROM switch.hydro_historical_monthly_capacity_factors WHERE generation_plant_id = 5000922 AND hydro_simple_scenario_id = 1;
INSERT INTO switch.hydro_historical_monthly_capacity_factors (hydro_simple_scenario_id, generation_plant_id, year, month, hydro_min_flow_mw, hydro_avg_flow_mw) SELECT 21 as hydro_simple_scenario_id, 157845 as generation_plant_id, 2009 as year, month, hydro_min_flow_mw, hydro_avg_flow_mw FROM switch.hydro_historical_monthly_capacity_factors WHERE generation_plant_id = 5000829 AND hydro_simple_scenario_id = 1;
INSERT INTO switch.hydro_historical_monthly_capacity_factors (hydro_simple_scenario_id, generation_plant_id, year, month, hydro_min_flow_mw, hydro_avg_flow_mw) SELECT 21 as hydro_simple_scenario_id, 158055 as generation_plant_id, 2009 as year, month, hydro_min_flow_mw, hydro_avg_flow_mw FROM switch.hydro_historical_monthly_capacity_factors WHERE generation_plant_id = 1157631128 AND hydro_simple_scenario_id = 1;
INSERT INTO switch.hydro_historical_monthly_capacity_factors (hydro_simple_scenario_id, generation_plant_id, year, month, hydro_min_flow_mw, hydro_avg_flow_mw) SELECT 21 as hydro_simple_scenario_id, 158056 as generation_plant_id, 2009 as year, month, hydro_min_flow_mw, hydro_avg_flow_mw FROM switch.hydro_historical_monthly_capacity_factors WHERE generation_plant_id = 1157631129 AND hydro_simple_scenario_id = 1;
INSERT INTO switch.hydro_historical_monthly_capacity_factors (hydro_simple_scenario_id, generation_plant_id, year, month, hydro_min_flow_mw, hydro_avg_flow_mw) SELECT 21 as hydro_simple_scenario_id, 157939 as generation_plant_id, 2009 as year, month, hydro_min_flow_mw, hydro_avg_flow_mw FROM switch.hydro_historical_monthly_capacity_factors WHERE generation_plant_id = 5000923 AND hydro_simple_scenario_id = 1;
INSERT INTO switch.hydro_historical_monthly_capacity_factors (hydro_simple_scenario_id, generation_plant_id, year, month, hydro_min_flow_mw, hydro_avg_flow_mw) SELECT 21 as hydro_simple_scenario_id, 158059 as generation_plant_id, 2009 as year, month, hydro_min_flow_mw, hydro_avg_flow_mw FROM switch.hydro_historical_monthly_capacity_factors WHERE generation_plant_id = 1157631165 AND hydro_simple_scenario_id = 1;
INSERT INTO switch.hydro_historical_monthly_capacity_factors (hydro_simple_scenario_id, generation_plant_id, year, month, hydro_min_flow_mw, hydro_avg_flow_mw) SELECT 21 as hydro_simple_scenario_id, 158068 as generation_plant_id, 2009 as year, month, hydro_min_flow_mw, hydro_avg_flow_mw FROM switch.hydro_historical_monthly_capacity_factors WHERE generation_plant_id = 1157631174 AND hydro_simple_scenario_id = 1;
INSERT INTO switch.hydro_historical_monthly_capacity_factors (hydro_simple_scenario_id, generation_plant_id, year, month, hydro_min_flow_mw, hydro_avg_flow_mw) SELECT 21 as hydro_simple_scenario_id, 158069 as generation_plant_id, 2009 as year, month, hydro_min_flow_mw, hydro_avg_flow_mw FROM switch.hydro_historical_monthly_capacity_factors WHERE generation_plant_id = 1157631175 AND hydro_simple_scenario_id = 1;
INSERT INTO switch.hydro_historical_monthly_capacity_factors (hydro_simple_scenario_id, generation_plant_id, year, month, hydro_min_flow_mw, hydro_avg_flow_mw) SELECT 21 as hydro_simple_scenario_id, 158070 as generation_plant_id, 2009 as year, month, hydro_min_flow_mw, hydro_avg_flow_mw FROM switch.hydro_historical_monthly_capacity_factors WHERE generation_plant_id = 1157631176 AND hydro_simple_scenario_id = 1;
INSERT INTO switch.hydro_historical_monthly_capacity_factors (hydro_simple_scenario_id, generation_plant_id, year, month, hydro_min_flow_mw, hydro_avg_flow_mw) SELECT 21 as hydro_simple_scenario_id, 158071 as generation_plant_id, 2009 as year, month, hydro_min_flow_mw, hydro_avg_flow_mw FROM switch.hydro_historical_monthly_capacity_factors WHERE generation_plant_id = 1157631177 AND hydro_simple_scenario_id = 1;
INSERT INTO switch.hydro_historical_monthly_capacity_factors (hydro_simple_scenario_id, generation_plant_id, year, month, hydro_min_flow_mw, hydro_avg_flow_mw) SELECT 21 as hydro_simple_scenario_id, 158072 as generation_plant_id, 2009 as year, month, hydro_min_flow_mw, hydro_avg_flow_mw FROM switch.hydro_historical_monthly_capacity_factors WHERE generation_plant_id = 1157631178 AND hydro_simple_scenario_id = 1;
INSERT INTO switch.hydro_historical_monthly_capacity_factors (hydro_simple_scenario_id, generation_plant_id, year, month, hydro_min_flow_mw, hydro_avg_flow_mw) SELECT 21 as hydro_simple_scenario_id, 158073 as generation_plant_id, 2009 as year, month, hydro_min_flow_mw, hydro_avg_flow_mw FROM switch.hydro_historical_monthly_capacity_factors WHERE generation_plant_id = 1157631179 AND hydro_simple_scenario_id = 1;
INSERT INTO switch.hydro_historical_monthly_capacity_factors (hydro_simple_scenario_id, generation_plant_id, year, month, hydro_min_flow_mw, hydro_avg_flow_mw) SELECT 21 as hydro_simple_scenario_id, 158074 as generation_plant_id, 2009 as year, month, hydro_min_flow_mw, hydro_avg_flow_mw FROM switch.hydro_historical_monthly_capacity_factors WHERE generation_plant_id = 1157631180 AND hydro_simple_scenario_id = 1;
INSERT INTO switch.hydro_historical_monthly_capacity_factors (hydro_simple_scenario_id, generation_plant_id, year, month, hydro_min_flow_mw, hydro_avg_flow_mw) SELECT 21 as hydro_simple_scenario_id, 158075 as generation_plant_id, 2009 as year, month, hydro_min_flow_mw, hydro_avg_flow_mw FROM switch.hydro_historical_monthly_capacity_factors WHERE generation_plant_id = 1157631181 AND hydro_simple_scenario_id = 1;
INSERT INTO switch.hydro_historical_monthly_capacity_factors (hydro_simple_scenario_id, generation_plant_id, year, month, hydro_min_flow_mw, hydro_avg_flow_mw) SELECT 21 as hydro_simple_scenario_id, 158076 as generation_plant_id, 2009 as year, month, hydro_min_flow_mw, hydro_avg_flow_mw FROM switch.hydro_historical_monthly_capacity_factors WHERE generation_plant_id = 1157631182 AND hydro_simple_scenario_id = 1;
INSERT INTO switch.hydro_historical_monthly_capacity_factors (hydro_simple_scenario_id, generation_plant_id, year, month, hydro_min_flow_mw, hydro_avg_flow_mw) SELECT 21 as hydro_simple_scenario_id, 158077 as generation_plant_id, 2009 as year, month, hydro_min_flow_mw, hydro_avg_flow_mw FROM switch.hydro_historical_monthly_capacity_factors WHERE generation_plant_id = 1157631183 AND hydro_simple_scenario_id = 1;
INSERT INTO switch.hydro_historical_monthly_capacity_factors (hydro_simple_scenario_id, generation_plant_id, year, month, hydro_min_flow_mw, hydro_avg_flow_mw) SELECT 21 as hydro_simple_scenario_id, 158060 as generation_plant_id, 2009 as year, month, hydro_min_flow_mw, hydro_avg_flow_mw FROM switch.hydro_historical_monthly_capacity_factors WHERE generation_plant_id = 1157631166 AND hydro_simple_scenario_id = 1;
INSERT INTO switch.hydro_historical_monthly_capacity_factors (hydro_simple_scenario_id, generation_plant_id, year, month, hydro_min_flow_mw, hydro_avg_flow_mw) SELECT 21 as hydro_simple_scenario_id, 158078 as generation_plant_id, 2009 as year, month, hydro_min_flow_mw, hydro_avg_flow_mw FROM switch.hydro_historical_monthly_capacity_factors WHERE generation_plant_id = 1157631184 AND hydro_simple_scenario_id = 1;
INSERT INTO switch.hydro_historical_monthly_capacity_factors (hydro_simple_scenario_id, generation_plant_id, year, month, hydro_min_flow_mw, hydro_avg_flow_mw) SELECT 21 as hydro_simple_scenario_id, 158079 as generation_plant_id, 2009 as year, month, hydro_min_flow_mw, hydro_avg_flow_mw FROM switch.hydro_historical_monthly_capacity_factors WHERE generation_plant_id = 1157631185 AND hydro_simple_scenario_id = 1;
INSERT INTO switch.hydro_historical_monthly_capacity_factors (hydro_simple_scenario_id, generation_plant_id, year, month, hydro_min_flow_mw, hydro_avg_flow_mw) SELECT 21 as hydro_simple_scenario_id, 158080 as generation_plant_id, 2009 as year, month, hydro_min_flow_mw, hydro_avg_flow_mw FROM switch.hydro_historical_monthly_capacity_factors WHERE generation_plant_id = 1157631186 AND hydro_simple_scenario_id = 1;
INSERT INTO switch.hydro_historical_monthly_capacity_factors (hydro_simple_scenario_id, generation_plant_id, year, month, hydro_min_flow_mw, hydro_avg_flow_mw) SELECT 21 as hydro_simple_scenario_id, 158081 as generation_plant_id, 2009 as year, month, hydro_min_flow_mw, hydro_avg_flow_mw FROM switch.hydro_historical_monthly_capacity_factors WHERE generation_plant_id = 1157631187 AND hydro_simple_scenario_id = 1;
INSERT INTO switch.hydro_historical_monthly_capacity_factors (hydro_simple_scenario_id, generation_plant_id, year, month, hydro_min_flow_mw, hydro_avg_flow_mw) SELECT 21 as hydro_simple_scenario_id, 158082 as generation_plant_id, 2009 as year, month, hydro_min_flow_mw, hydro_avg_flow_mw FROM switch.hydro_historical_monthly_capacity_factors WHERE generation_plant_id = 1157631188 AND hydro_simple_scenario_id = 1;
INSERT INTO switch.hydro_historical_monthly_capacity_factors (hydro_simple_scenario_id, generation_plant_id, year, month, hydro_min_flow_mw, hydro_avg_flow_mw) SELECT 21 as hydro_simple_scenario_id, 158083 as generation_plant_id, 2009 as year, month, hydro_min_flow_mw, hydro_avg_flow_mw FROM switch.hydro_historical_monthly_capacity_factors WHERE generation_plant_id = 1157631189 AND hydro_simple_scenario_id = 1;
INSERT INTO switch.hydro_historical_monthly_capacity_factors (hydro_simple_scenario_id, generation_plant_id, year, month, hydro_min_flow_mw, hydro_avg_flow_mw) SELECT 21 as hydro_simple_scenario_id, 158084 as generation_plant_id, 2009 as year, month, hydro_min_flow_mw, hydro_avg_flow_mw FROM switch.hydro_historical_monthly_capacity_factors WHERE generation_plant_id = 1157631190 AND hydro_simple_scenario_id = 1;
INSERT INTO switch.hydro_historical_monthly_capacity_factors (hydro_simple_scenario_id, generation_plant_id, year, month, hydro_min_flow_mw, hydro_avg_flow_mw) SELECT 21 as hydro_simple_scenario_id, 158085 as generation_plant_id, 2009 as year, month, hydro_min_flow_mw, hydro_avg_flow_mw FROM switch.hydro_historical_monthly_capacity_factors WHERE generation_plant_id = 1157631191 AND hydro_simple_scenario_id = 1;
INSERT INTO switch.hydro_historical_monthly_capacity_factors (hydro_simple_scenario_id, generation_plant_id, year, month, hydro_min_flow_mw, hydro_avg_flow_mw) SELECT 21 as hydro_simple_scenario_id, 158086 as generation_plant_id, 2009 as year, month, hydro_min_flow_mw, hydro_avg_flow_mw FROM switch.hydro_historical_monthly_capacity_factors WHERE generation_plant_id = 1157631192 AND hydro_simple_scenario_id = 1;
INSERT INTO switch.hydro_historical_monthly_capacity_factors (hydro_simple_scenario_id, generation_plant_id, year, month, hydro_min_flow_mw, hydro_avg_flow_mw) SELECT 21 as hydro_simple_scenario_id, 158087 as generation_plant_id, 2009 as year, month, hydro_min_flow_mw, hydro_avg_flow_mw FROM switch.hydro_historical_monthly_capacity_factors WHERE generation_plant_id = 1157631193 AND hydro_simple_scenario_id = 1;
INSERT INTO switch.hydro_historical_monthly_capacity_factors (hydro_simple_scenario_id, generation_plant_id, year, month, hydro_min_flow_mw, hydro_avg_flow_mw) SELECT 21 as hydro_simple_scenario_id, 158061 as generation_plant_id, 2009 as year, month, hydro_min_flow_mw, hydro_avg_flow_mw FROM switch.hydro_historical_monthly_capacity_factors WHERE generation_plant_id = 1157631167 AND hydro_simple_scenario_id = 1;
INSERT INTO switch.hydro_historical_monthly_capacity_factors (hydro_simple_scenario_id, generation_plant_id, year, month, hydro_min_flow_mw, hydro_avg_flow_mw) SELECT 21 as hydro_simple_scenario_id, 158088 as generation_plant_id, 2009 as year, month, hydro_min_flow_mw, hydro_avg_flow_mw FROM switch.hydro_historical_monthly_capacity_factors WHERE generation_plant_id = 1157631194 AND hydro_simple_scenario_id = 1;
INSERT INTO switch.hydro_historical_monthly_capacity_factors (hydro_simple_scenario_id, generation_plant_id, year, month, hydro_min_flow_mw, hydro_avg_flow_mw) SELECT 21 as hydro_simple_scenario_id, 158089 as generation_plant_id, 2009 as year, month, hydro_min_flow_mw, hydro_avg_flow_mw FROM switch.hydro_historical_monthly_capacity_factors WHERE generation_plant_id = 1157631195 AND hydro_simple_scenario_id = 1;
INSERT INTO switch.hydro_historical_monthly_capacity_factors (hydro_simple_scenario_id, generation_plant_id, year, month, hydro_min_flow_mw, hydro_avg_flow_mw) SELECT 21 as hydro_simple_scenario_id, 158090 as generation_plant_id, 2009 as year, month, hydro_min_flow_mw, hydro_avg_flow_mw FROM switch.hydro_historical_monthly_capacity_factors WHERE generation_plant_id = 1157631196 AND hydro_simple_scenario_id = 1;
INSERT INTO switch.hydro_historical_monthly_capacity_factors (hydro_simple_scenario_id, generation_plant_id, year, month, hydro_min_flow_mw, hydro_avg_flow_mw) SELECT 21 as hydro_simple_scenario_id, 158091 as generation_plant_id, 2009 as year, month, hydro_min_flow_mw, hydro_avg_flow_mw FROM switch.hydro_historical_monthly_capacity_factors WHERE generation_plant_id = 1157631197 AND hydro_simple_scenario_id = 1;
INSERT INTO switch.hydro_historical_monthly_capacity_factors (hydro_simple_scenario_id, generation_plant_id, year, month, hydro_min_flow_mw, hydro_avg_flow_mw) SELECT 21 as hydro_simple_scenario_id, 158092 as generation_plant_id, 2009 as year, month, hydro_min_flow_mw, hydro_avg_flow_mw FROM switch.hydro_historical_monthly_capacity_factors WHERE generation_plant_id = 1157631198 AND hydro_simple_scenario_id = 1;
INSERT INTO switch.hydro_historical_monthly_capacity_factors (hydro_simple_scenario_id, generation_plant_id, year, month, hydro_min_flow_mw, hydro_avg_flow_mw) SELECT 21 as hydro_simple_scenario_id, 158062 as generation_plant_id, 2009 as year, month, hydro_min_flow_mw, hydro_avg_flow_mw FROM switch.hydro_historical_monthly_capacity_factors WHERE generation_plant_id = 1157631168 AND hydro_simple_scenario_id = 1;
INSERT INTO switch.hydro_historical_monthly_capacity_factors (hydro_simple_scenario_id, generation_plant_id, year, month, hydro_min_flow_mw, hydro_avg_flow_mw) SELECT 21 as hydro_simple_scenario_id, 158063 as generation_plant_id, 2009 as year, month, hydro_min_flow_mw, hydro_avg_flow_mw FROM switch.hydro_historical_monthly_capacity_factors WHERE generation_plant_id = 1157631169 AND hydro_simple_scenario_id = 1;
INSERT INTO switch.hydro_historical_monthly_capacity_factors (hydro_simple_scenario_id, generation_plant_id, year, month, hydro_min_flow_mw, hydro_avg_flow_mw) SELECT 21 as hydro_simple_scenario_id, 158064 as generation_plant_id, 2009 as year, month, hydro_min_flow_mw, hydro_avg_flow_mw FROM switch.hydro_historical_monthly_capacity_factors WHERE generation_plant_id = 1157631170 AND hydro_simple_scenario_id = 1;
INSERT INTO switch.hydro_historical_monthly_capacity_factors (hydro_simple_scenario_id, generation_plant_id, year, month, hydro_min_flow_mw, hydro_avg_flow_mw) SELECT 21 as hydro_simple_scenario_id, 158065 as generation_plant_id, 2009 as year, month, hydro_min_flow_mw, hydro_avg_flow_mw FROM switch.hydro_historical_monthly_capacity_factors WHERE generation_plant_id = 1157631171 AND hydro_simple_scenario_id = 1;
INSERT INTO switch.hydro_historical_monthly_capacity_factors (hydro_simple_scenario_id, generation_plant_id, year, month, hydro_min_flow_mw, hydro_avg_flow_mw) SELECT 21 as hydro_simple_scenario_id, 158066 as generation_plant_id, 2009 as year, month, hydro_min_flow_mw, hydro_avg_flow_mw FROM switch.hydro_historical_monthly_capacity_factors WHERE generation_plant_id = 1157631172 AND hydro_simple_scenario_id = 1;
INSERT INTO switch.hydro_historical_monthly_capacity_factors (hydro_simple_scenario_id, generation_plant_id, year, month, hydro_min_flow_mw, hydro_avg_flow_mw) SELECT 21 as hydro_simple_scenario_id, 158067 as generation_plant_id, 2009 as year, month, hydro_min_flow_mw, hydro_avg_flow_mw FROM switch.hydro_historical_monthly_capacity_factors WHERE generation_plant_id = 1157631173 AND hydro_simple_scenario_id = 1;
INSERT INTO switch.hydro_historical_monthly_capacity_factors (hydro_simple_scenario_id, generation_plant_id, year, month, hydro_min_flow_mw, hydro_avg_flow_mw) SELECT 21 as hydro_simple_scenario_id, 158009 as generation_plant_id, 2009 as year, month, hydro_min_flow_mw, hydro_avg_flow_mw FROM switch.hydro_historical_monthly_capacity_factors WHERE generation_plant_id = 1157631082 AND hydro_simple_scenario_id = 1;
INSERT INTO switch.hydro_historical_monthly_capacity_factors (hydro_simple_scenario_id, generation_plant_id, year, month, hydro_min_flow_mw, hydro_avg_flow_mw) SELECT 21 as hydro_simple_scenario_id, 158014 as generation_plant_id, 2009 as year, month, hydro_min_flow_mw, hydro_avg_flow_mw FROM switch.hydro_historical_monthly_capacity_factors WHERE generation_plant_id = 1157631087 AND hydro_simple_scenario_id = 1;

## hydro_historical_cf_2010
INSERT INTO switch.hydro_historical_monthly_capacity_factors (hydro_simple_scenario_id, generation_plant_id, year, month, hydro_min_flow_mw, hydro_avg_flow_mw)
SELECT 21 as hydro_simple_scenario_id, 154089 as generation_plant_id, 2004 as year, month, hydro_min_flow_mw, hydro_avg_flow_mw
FROM switch.hydro_historical_monthly_capacity_factors
WHERE generation_plant_id = 5000830
AND hydro_simple_scenario_id = 1
INSERT INTO switch.hydro_historical_monthly_capacity_factors (hydro_simple_scenario_id, generation_plant_id, year, month, hydro_min_flow_mw, hydro_avg_flow_mw) SELECT 21 as hydro_simple_scenario_id, | new_id | as generation_plant_id, | 2010 | as year, month, hydro_min_flow_mw, hydro_avg_flow_mw FROM switch.hydro_historical_monthly_capacity_factors WHERE generation_plant_id = | old_id | AND hydro_simple_scenario_id = 1;
INSERT INTO switch.hydro_historical_monthly_capacity_factors (hydro_simple_scenario_id, generation_plant_id, year, month, hydro_min_flow_mw, hydro_avg_flow_mw) SELECT 21 as hydro_simple_scenario_id, 157846 as generation_plant_id, 2010 as year, month, hydro_min_flow_mw, hydro_avg_flow_mw FROM switch.hydro_historical_monthly_capacity_factors WHERE generation_plant_id = 5000830 AND hydro_simple_scenario_id = 1;
INSERT INTO switch.hydro_historical_monthly_capacity_factors (hydro_simple_scenario_id, generation_plant_id, year, month, hydro_min_flow_mw, hydro_avg_flow_mw) SELECT 21 as hydro_simple_scenario_id, 157959 as generation_plant_id, 2010 as year, month, hydro_min_flow_mw, hydro_avg_flow_mw FROM switch.hydro_historical_monthly_capacity_factors WHERE generation_plant_id = 1157631032 AND hydro_simple_scenario_id = 1;
INSERT INTO switch.hydro_historical_monthly_capacity_factors (hydro_simple_scenario_id, generation_plant_id, year, month, hydro_min_flow_mw, hydro_avg_flow_mw) SELECT 21 as hydro_simple_scenario_id, 157847 as generation_plant_id, 2010 as year, month, hydro_min_flow_mw, hydro_avg_flow_mw FROM switch.hydro_historical_monthly_capacity_factors WHERE generation_plant_id = 5000831 AND hydro_simple_scenario_id = 1;
INSERT INTO switch.hydro_historical_monthly_capacity_factors (hydro_simple_scenario_id, generation_plant_id, year, month, hydro_min_flow_mw, hydro_avg_flow_mw) SELECT 21 as hydro_simple_scenario_id, 158008 as generation_plant_id, 2010 as year, month, hydro_min_flow_mw, hydro_avg_flow_mw FROM switch.hydro_historical_monthly_capacity_factors WHERE generation_plant_id = 1157631081 AND hydro_simple_scenario_id = 1;
INSERT INTO switch.hydro_historical_monthly_capacity_factors (hydro_simple_scenario_id, generation_plant_id, year, month, hydro_min_flow_mw, hydro_avg_flow_mw) SELECT 21 as hydro_simple_scenario_id, 157848 as generation_plant_id, 2010 as year, month, hydro_min_flow_mw, hydro_avg_flow_mw FROM switch.hydro_historical_monthly_capacity_factors WHERE generation_plant_id = 5000832 AND hydro_simple_scenario_id = 1;
INSERT INTO switch.hydro_historical_monthly_capacity_factors (hydro_simple_scenario_id, generation_plant_id, year, month, hydro_min_flow_mw, hydro_avg_flow_mw) SELECT 21 as hydro_simple_scenario_id, 157849 as generation_plant_id, 2010 as year, month, hydro_min_flow_mw, hydro_avg_flow_mw FROM switch.hydro_historical_monthly_capacity_factors WHERE generation_plant_id = 5000833 AND hydro_simple_scenario_id = 1;
INSERT INTO switch.hydro_historical_monthly_capacity_factors (hydro_simple_scenario_id, generation_plant_id, year, month, hydro_min_flow_mw, hydro_avg_flow_mw) SELECT 21 as hydro_simple_scenario_id, 157851 as generation_plant_id, 2010 as year, month, hydro_min_flow_mw, hydro_avg_flow_mw FROM switch.hydro_historical_monthly_capacity_factors WHERE generation_plant_id = 5000835 AND hydro_simple_scenario_id = 1;
INSERT INTO switch.hydro_historical_monthly_capacity_factors (hydro_simple_scenario_id, generation_plant_id, year, month, hydro_min_flow_mw, hydro_avg_flow_mw) SELECT 21 as hydro_simple_scenario_id, 157850 as generation_plant_id, 2010 as year, month, hydro_min_flow_mw, hydro_avg_flow_mw FROM switch.hydro_historical_monthly_capacity_factors WHERE generation_plant_id = 5000834 AND hydro_simple_scenario_id = 1;
INSERT INTO switch.hydro_historical_monthly_capacity_factors (hydro_simple_scenario_id, generation_plant_id, year, month, hydro_min_flow_mw, hydro_avg_flow_mw) SELECT 21 as hydro_simple_scenario_id, 158044 as generation_plant_id, 2010 as year, month, hydro_min_flow_mw, hydro_avg_flow_mw FROM switch.hydro_historical_monthly_capacity_factors WHERE generation_plant_id = 1157631117 AND hydro_simple_scenario_id = 1;
INSERT INTO switch.hydro_historical_monthly_capacity_factors (hydro_simple_scenario_id, generation_plant_id, year, month, hydro_min_flow_mw, hydro_avg_flow_mw) SELECT 21 as hydro_simple_scenario_id, 157961 as generation_plant_id, 2010 as year, month, hydro_min_flow_mw, hydro_avg_flow_mw FROM switch.hydro_historical_monthly_capacity_factors WHERE generation_plant_id = 1157631034 AND hydro_simple_scenario_id = 1;
INSERT INTO switch.hydro_historical_monthly_capacity_factors (hydro_simple_scenario_id, generation_plant_id, year, month, hydro_min_flow_mw, hydro_avg_flow_mw) SELECT 21 as hydro_simple_scenario_id, 157960 as generation_plant_id, 2010 as year, month, hydro_min_flow_mw, hydro_avg_flow_mw FROM switch.hydro_historical_monthly_capacity_factors WHERE generation_plant_id = 1157631033 AND hydro_simple_scenario_id = 1;
INSERT INTO switch.hydro_historical_monthly_capacity_factors (hydro_simple_scenario_id, generation_plant_id, year, month, hydro_min_flow_mw, hydro_avg_flow_mw) SELECT 21 as hydro_simple_scenario_id, 157824 as generation_plant_id, 2010 as year, month, hydro_min_flow_mw, hydro_avg_flow_mw FROM switch.hydro_historical_monthly_capacity_factors WHERE generation_plant_id = 5000808 AND hydro_simple_scenario_id = 1;
INSERT INTO switch.hydro_historical_monthly_capacity_factors (hydro_simple_scenario_id, generation_plant_id, year, month, hydro_min_flow_mw, hydro_avg_flow_mw) SELECT 21 as hydro_simple_scenario_id, 157971 as generation_plant_id, 2010 as year, month, hydro_min_flow_mw, hydro_avg_flow_mw FROM switch.hydro_historical_monthly_capacity_factors WHERE generation_plant_id = 1157631044 AND hydro_simple_scenario_id = 1;
INSERT INTO switch.hydro_historical_monthly_capacity_factors (hydro_simple_scenario_id, generation_plant_id, year, month, hydro_min_flow_mw, hydro_avg_flow_mw) SELECT 21 as hydro_simple_scenario_id, 157972 as generation_plant_id, 2010 as year, month, hydro_min_flow_mw, hydro_avg_flow_mw FROM switch.hydro_historical_monthly_capacity_factors WHERE generation_plant_id = 1157631045 AND hydro_simple_scenario_id = 1;
INSERT INTO switch.hydro_historical_monthly_capacity_factors (hydro_simple_scenario_id, generation_plant_id, year, month, hydro_min_flow_mw, hydro_avg_flow_mw) SELECT 21 as hydro_simple_scenario_id, 157970 as generation_plant_id, 2010 as year, month, hydro_min_flow_mw, hydro_avg_flow_mw FROM switch.hydro_historical_monthly_capacity_factors WHERE generation_plant_id = 1157631043 AND hydro_simple_scenario_id = 1;
INSERT INTO switch.hydro_historical_monthly_capacity_factors (hydro_simple_scenario_id, generation_plant_id, year, month, hydro_min_flow_mw, hydro_avg_flow_mw) SELECT 21 as hydro_simple_scenario_id, 157945 as generation_plant_id, 2010 as year, month, hydro_min_flow_mw, hydro_avg_flow_mw FROM switch.hydro_historical_monthly_capacity_factors WHERE generation_plant_id = 1157631018 AND hydro_simple_scenario_id = 1;
INSERT INTO switch.hydro_historical_monthly_capacity_factors (hydro_simple_scenario_id, generation_plant_id, year, month, hydro_min_flow_mw, hydro_avg_flow_mw) SELECT 21 as hydro_simple_scenario_id, 157825 as generation_plant_id, 2010 as year, month, hydro_min_flow_mw, hydro_avg_flow_mw FROM switch.hydro_historical_monthly_capacity_factors WHERE generation_plant_id = 5000809 AND hydro_simple_scenario_id = 1;
INSERT INTO switch.hydro_historical_monthly_capacity_factors (hydro_simple_scenario_id, generation_plant_id, year, month, hydro_min_flow_mw, hydro_avg_flow_mw) SELECT 21 as hydro_simple_scenario_id, 157826 as generation_plant_id, 2010 as year, month, hydro_min_flow_mw, hydro_avg_flow_mw FROM switch.hydro_historical_monthly_capacity_factors WHERE generation_plant_id = 5000810 AND hydro_simple_scenario_id = 1;
INSERT INTO switch.hydro_historical_monthly_capacity_factors (hydro_simple_scenario_id, generation_plant_id, year, month, hydro_min_flow_mw, hydro_avg_flow_mw) SELECT 21 as hydro_simple_scenario_id, 157827 as generation_plant_id, 2010 as year, month, hydro_min_flow_mw, hydro_avg_flow_mw FROM switch.hydro_historical_monthly_capacity_factors WHERE generation_plant_id = 5000811 AND hydro_simple_scenario_id = 1;
INSERT INTO switch.hydro_historical_monthly_capacity_factors (hydro_simple_scenario_id, generation_plant_id, year, month, hydro_min_flow_mw, hydro_avg_flow_mw) SELECT 21 as hydro_simple_scenario_id, 157852 as generation_plant_id, 2010 as year, month, hydro_min_flow_mw, hydro_avg_flow_mw FROM switch.hydro_historical_monthly_capacity_factors WHERE generation_plant_id = 5000836 AND hydro_simple_scenario_id = 1;
INSERT INTO switch.hydro_historical_monthly_capacity_factors (hydro_simple_scenario_id, generation_plant_id, year, month, hydro_min_flow_mw, hydro_avg_flow_mw) SELECT 21 as hydro_simple_scenario_id, 157853 as generation_plant_id, 2010 as year, month, hydro_min_flow_mw, hydro_avg_flow_mw FROM switch.hydro_historical_monthly_capacity_factors WHERE generation_plant_id = 5000837 AND hydro_simple_scenario_id = 1;
INSERT INTO switch.hydro_historical_monthly_capacity_factors (hydro_simple_scenario_id, generation_plant_id, year, month, hydro_min_flow_mw, hydro_avg_flow_mw) SELECT 21 as hydro_simple_scenario_id, 157828 as generation_plant_id, 2010 as year, month, hydro_min_flow_mw, hydro_avg_flow_mw FROM switch.hydro_historical_monthly_capacity_factors WHERE generation_plant_id = 5000812 AND hydro_simple_scenario_id = 1;
INSERT INTO switch.hydro_historical_monthly_capacity_factors (hydro_simple_scenario_id, generation_plant_id, year, month, hydro_min_flow_mw, hydro_avg_flow_mw) SELECT 21 as hydro_simple_scenario_id, 157829 as generation_plant_id, 2010 as year, month, hydro_min_flow_mw, hydro_avg_flow_mw FROM switch.hydro_historical_monthly_capacity_factors WHERE generation_plant_id = 5000813 AND hydro_simple_scenario_id = 1;
INSERT INTO switch.hydro_historical_monthly_capacity_factors (hydro_simple_scenario_id, generation_plant_id, year, month, hydro_min_flow_mw, hydro_avg_flow_mw) SELECT 21 as hydro_simple_scenario_id, 157854 as generation_plant_id, 2010 as year, month, hydro_min_flow_mw, hydro_avg_flow_mw FROM switch.hydro_historical_monthly_capacity_factors WHERE generation_plant_id = 5000838 AND hydro_simple_scenario_id = 1;
INSERT INTO switch.hydro_historical_monthly_capacity_factors (hydro_simple_scenario_id, generation_plant_id, year, month, hydro_min_flow_mw, hydro_avg_flow_mw) SELECT 21 as hydro_simple_scenario_id, 157855 as generation_plant_id, 2010 as year, month, hydro_min_flow_mw, hydro_avg_flow_mw FROM switch.hydro_historical_monthly_capacity_factors WHERE generation_plant_id = 5000839 AND hydro_simple_scenario_id = 1;
INSERT INTO switch.hydro_historical_monthly_capacity_factors (hydro_simple_scenario_id, generation_plant_id, year, month, hydro_min_flow_mw, hydro_avg_flow_mw) SELECT 21 as hydro_simple_scenario_id, 157856 as generation_plant_id, 2010 as year, month, hydro_min_flow_mw, hydro_avg_flow_mw FROM switch.hydro_historical_monthly_capacity_factors WHERE generation_plant_id = 5000840 AND hydro_simple_scenario_id = 1;
INSERT INTO switch.hydro_historical_monthly_capacity_factors (hydro_simple_scenario_id, generation_plant_id, year, month, hydro_min_flow_mw, hydro_avg_flow_mw) SELECT 21 as hydro_simple_scenario_id, 157857 as generation_plant_id, 2010 as year, month, hydro_min_flow_mw, hydro_avg_flow_mw FROM switch.hydro_historical_monthly_capacity_factors WHERE generation_plant_id = 5000841 AND hydro_simple_scenario_id = 1;
INSERT INTO switch.hydro_historical_monthly_capacity_factors (hydro_simple_scenario_id, generation_plant_id, year, month, hydro_min_flow_mw, hydro_avg_flow_mw) SELECT 21 as hydro_simple_scenario_id, 157858 as generation_plant_id, 2010 as year, month, hydro_min_flow_mw, hydro_avg_flow_mw FROM switch.hydro_historical_monthly_capacity_factors WHERE generation_plant_id = 5000842 AND hydro_simple_scenario_id = 1;
INSERT INTO switch.hydro_historical_monthly_capacity_factors (hydro_simple_scenario_id, generation_plant_id, year, month, hydro_min_flow_mw, hydro_avg_flow_mw) SELECT 21 as hydro_simple_scenario_id, 158046 as generation_plant_id, 2010 as year, month, hydro_min_flow_mw, hydro_avg_flow_mw FROM switch.hydro_historical_monthly_capacity_factors WHERE generation_plant_id = 1157631119 AND hydro_simple_scenario_id = 1;
INSERT INTO switch.hydro_historical_monthly_capacity_factors (hydro_simple_scenario_id, generation_plant_id, year, month, hydro_min_flow_mw, hydro_avg_flow_mw) SELECT 21 as hydro_simple_scenario_id, 158047 as generation_plant_id, 2010 as year, month, hydro_min_flow_mw, hydro_avg_flow_mw FROM switch.hydro_historical_monthly_capacity_factors WHERE generation_plant_id = 1157631120 AND hydro_simple_scenario_id = 1;
INSERT INTO switch.hydro_historical_monthly_capacity_factors (hydro_simple_scenario_id, generation_plant_id, year, month, hydro_min_flow_mw, hydro_avg_flow_mw) SELECT 21 as hydro_simple_scenario_id, 158048 as generation_plant_id, 2010 as year, month, hydro_min_flow_mw, hydro_avg_flow_mw FROM switch.hydro_historical_monthly_capacity_factors WHERE generation_plant_id = 1157631121 AND hydro_simple_scenario_id = 1;
INSERT INTO switch.hydro_historical_monthly_capacity_factors (hydro_simple_scenario_id, generation_plant_id, year, month, hydro_min_flow_mw, hydro_avg_flow_mw) SELECT 21 as hydro_simple_scenario_id, 158049 as generation_plant_id, 2010 as year, month, hydro_min_flow_mw, hydro_avg_flow_mw FROM switch.hydro_historical_monthly_capacity_factors WHERE generation_plant_id = 1157631122 AND hydro_simple_scenario_id = 1;
INSERT INTO switch.hydro_historical_monthly_capacity_factors (hydro_simple_scenario_id, generation_plant_id, year, month, hydro_min_flow_mw, hydro_avg_flow_mw) SELECT 21 as hydro_simple_scenario_id, 158050 as generation_plant_id, 2010 as year, month, hydro_min_flow_mw, hydro_avg_flow_mw FROM switch.hydro_historical_monthly_capacity_factors WHERE generation_plant_id = 1157631123 AND hydro_simple_scenario_id = 1;
INSERT INTO switch.hydro_historical_monthly_capacity_factors (hydro_simple_scenario_id, generation_plant_id, year, month, hydro_min_flow_mw, hydro_avg_flow_mw) SELECT 21 as hydro_simple_scenario_id, 158051 as generation_plant_id, 2010 as year, month, hydro_min_flow_mw, hydro_avg_flow_mw FROM switch.hydro_historical_monthly_capacity_factors WHERE generation_plant_id = 1157631124 AND hydro_simple_scenario_id = 1;
INSERT INTO switch.hydro_historical_monthly_capacity_factors (hydro_simple_scenario_id, generation_plant_id, year, month, hydro_min_flow_mw, hydro_avg_flow_mw) SELECT 21 as hydro_simple_scenario_id, 157859 as generation_plant_id, 2010 as year, month, hydro_min_flow_mw, hydro_avg_flow_mw FROM switch.hydro_historical_monthly_capacity_factors WHERE generation_plant_id = 5000843 AND hydro_simple_scenario_id = 1;
INSERT INTO switch.hydro_historical_monthly_capacity_factors (hydro_simple_scenario_id, generation_plant_id, year, month, hydro_min_flow_mw, hydro_avg_flow_mw) SELECT 21 as hydro_simple_scenario_id, 157860 as generation_plant_id, 2010 as year, month, hydro_min_flow_mw, hydro_avg_flow_mw FROM switch.hydro_historical_monthly_capacity_factors WHERE generation_plant_id = 5000844 AND hydro_simple_scenario_id = 1;
INSERT INTO switch.hydro_historical_monthly_capacity_factors (hydro_simple_scenario_id, generation_plant_id, year, month, hydro_min_flow_mw, hydro_avg_flow_mw) SELECT 21 as hydro_simple_scenario_id, 157940 as generation_plant_id, 2010 as year, month, hydro_min_flow_mw, hydro_avg_flow_mw FROM switch.hydro_historical_monthly_capacity_factors WHERE generation_plant_id = 1157631013 AND hydro_simple_scenario_id = 1;
INSERT INTO switch.hydro_historical_monthly_capacity_factors (hydro_simple_scenario_id, generation_plant_id, year, month, hydro_min_flow_mw, hydro_avg_flow_mw) SELECT 21 as hydro_simple_scenario_id, 157978 as generation_plant_id, 2010 as year, month, hydro_min_flow_mw, hydro_avg_flow_mw FROM switch.hydro_historical_monthly_capacity_factors WHERE generation_plant_id = 1157631051 AND hydro_simple_scenario_id = 1;
INSERT INTO switch.hydro_historical_monthly_capacity_factors (hydro_simple_scenario_id, generation_plant_id, year, month, hydro_min_flow_mw, hydro_avg_flow_mw) SELECT 21 as hydro_simple_scenario_id, 157861 as generation_plant_id, 2010 as year, month, hydro_min_flow_mw, hydro_avg_flow_mw FROM switch.hydro_historical_monthly_capacity_factors WHERE generation_plant_id = 5000845 AND hydro_simple_scenario_id = 1;
INSERT INTO switch.hydro_historical_monthly_capacity_factors (hydro_simple_scenario_id, generation_plant_id, year, month, hydro_min_flow_mw, hydro_avg_flow_mw) SELECT 21 as hydro_simple_scenario_id, 158018 as generation_plant_id, 2010 as year, month, hydro_min_flow_mw, hydro_avg_flow_mw FROM switch.hydro_historical_monthly_capacity_factors WHERE generation_plant_id = 1157631091 AND hydro_simple_scenario_id = 1;
INSERT INTO switch.hydro_historical_monthly_capacity_factors (hydro_simple_scenario_id, generation_plant_id, year, month, hydro_min_flow_mw, hydro_avg_flow_mw) SELECT 21 as hydro_simple_scenario_id, 158019 as generation_plant_id, 2010 as year, month, hydro_min_flow_mw, hydro_avg_flow_mw FROM switch.hydro_historical_monthly_capacity_factors WHERE generation_plant_id = 1157631092 AND hydro_simple_scenario_id = 1;
INSERT INTO switch.hydro_historical_monthly_capacity_factors (hydro_simple_scenario_id, generation_plant_id, year, month, hydro_min_flow_mw, hydro_avg_flow_mw) SELECT 21 as hydro_simple_scenario_id, 157830 as generation_plant_id, 2010 as year, month, hydro_min_flow_mw, hydro_avg_flow_mw FROM switch.hydro_historical_monthly_capacity_factors WHERE generation_plant_id = 5000814 AND hydro_simple_scenario_id = 1;
INSERT INTO switch.hydro_historical_monthly_capacity_factors (hydro_simple_scenario_id, generation_plant_id, year, month, hydro_min_flow_mw, hydro_avg_flow_mw) SELECT 21 as hydro_simple_scenario_id, 157958 as generation_plant_id, 2010 as year, month, hydro_min_flow_mw, hydro_avg_flow_mw FROM switch.hydro_historical_monthly_capacity_factors WHERE generation_plant_id = 1157631031 AND hydro_simple_scenario_id = 1;
INSERT INTO switch.hydro_historical_monthly_capacity_factors (hydro_simple_scenario_id, generation_plant_id, year, month, hydro_min_flow_mw, hydro_avg_flow_mw) SELECT 21 as hydro_simple_scenario_id, 157950 as generation_plant_id, 2010 as year, month, hydro_min_flow_mw, hydro_avg_flow_mw FROM switch.hydro_historical_monthly_capacity_factors WHERE generation_plant_id = 1157631023 AND hydro_simple_scenario_id = 1;
INSERT INTO switch.hydro_historical_monthly_capacity_factors (hydro_simple_scenario_id, generation_plant_id, year, month, hydro_min_flow_mw, hydro_avg_flow_mw) SELECT 21 as hydro_simple_scenario_id, 157941 as generation_plant_id, 2010 as year, month, hydro_min_flow_mw, hydro_avg_flow_mw FROM switch.hydro_historical_monthly_capacity_factors WHERE generation_plant_id = 1157631014 AND hydro_simple_scenario_id = 1;
INSERT INTO switch.hydro_historical_monthly_capacity_factors (hydro_simple_scenario_id, generation_plant_id, year, month, hydro_min_flow_mw, hydro_avg_flow_mw) SELECT 21 as hydro_simple_scenario_id, 158031 as generation_plant_id, 2010 as year, month, hydro_min_flow_mw, hydro_avg_flow_mw FROM switch.hydro_historical_monthly_capacity_factors WHERE generation_plant_id = 1157631104 AND hydro_simple_scenario_id = 1;
INSERT INTO switch.hydro_historical_monthly_capacity_factors (hydro_simple_scenario_id, generation_plant_id, year, month, hydro_min_flow_mw, hydro_avg_flow_mw) SELECT 21 as hydro_simple_scenario_id, 158028 as generation_plant_id, 2010 as year, month, hydro_min_flow_mw, hydro_avg_flow_mw FROM switch.hydro_historical_monthly_capacity_factors WHERE generation_plant_id = 1157631101 AND hydro_simple_scenario_id = 1;
INSERT INTO switch.hydro_historical_monthly_capacity_factors (hydro_simple_scenario_id, generation_plant_id, year, month, hydro_min_flow_mw, hydro_avg_flow_mw) SELECT 21 as hydro_simple_scenario_id, 158029 as generation_plant_id, 2010 as year, month, hydro_min_flow_mw, hydro_avg_flow_mw FROM switch.hydro_historical_monthly_capacity_factors WHERE generation_plant_id = 1157631102 AND hydro_simple_scenario_id = 1;
INSERT INTO switch.hydro_historical_monthly_capacity_factors (hydro_simple_scenario_id, generation_plant_id, year, month, hydro_min_flow_mw, hydro_avg_flow_mw) SELECT 21 as hydro_simple_scenario_id, 158030 as generation_plant_id, 2010 as year, month, hydro_min_flow_mw, hydro_avg_flow_mw FROM switch.hydro_historical_monthly_capacity_factors WHERE generation_plant_id = 1157631103 AND hydro_simple_scenario_id = 1;
INSERT INTO switch.hydro_historical_monthly_capacity_factors (hydro_simple_scenario_id, generation_plant_id, year, month, hydro_min_flow_mw, hydro_avg_flow_mw) SELECT 21 as hydro_simple_scenario_id, 158034 as generation_plant_id, 2010 as year, month, hydro_min_flow_mw, hydro_avg_flow_mw FROM switch.hydro_historical_monthly_capacity_factors WHERE generation_plant_id = 1157631107 AND hydro_simple_scenario_id = 1;
INSERT INTO switch.hydro_historical_monthly_capacity_factors (hydro_simple_scenario_id, generation_plant_id, year, month, hydro_min_flow_mw, hydro_avg_flow_mw) SELECT 21 as hydro_simple_scenario_id, 158036 as generation_plant_id, 2010 as year, month, hydro_min_flow_mw, hydro_avg_flow_mw FROM switch.hydro_historical_monthly_capacity_factors WHERE generation_plant_id = 1157631109 AND hydro_simple_scenario_id = 1;
INSERT INTO switch.hydro_historical_monthly_capacity_factors (hydro_simple_scenario_id, generation_plant_id, year, month, hydro_min_flow_mw, hydro_avg_flow_mw) SELECT 21 as hydro_simple_scenario_id, 158037 as generation_plant_id, 2010 as year, month, hydro_min_flow_mw, hydro_avg_flow_mw FROM switch.hydro_historical_monthly_capacity_factors WHERE generation_plant_id = 1157631110 AND hydro_simple_scenario_id = 1;
INSERT INTO switch.hydro_historical_monthly_capacity_factors (hydro_simple_scenario_id, generation_plant_id, year, month, hydro_min_flow_mw, hydro_avg_flow_mw) SELECT 21 as hydro_simple_scenario_id, 158039 as generation_plant_id, 2010 as year, month, hydro_min_flow_mw, hydro_avg_flow_mw FROM switch.hydro_historical_monthly_capacity_factors WHERE generation_plant_id = 1157631112 AND hydro_simple_scenario_id = 1;
INSERT INTO switch.hydro_historical_monthly_capacity_factors (hydro_simple_scenario_id, generation_plant_id, year, month, hydro_min_flow_mw, hydro_avg_flow_mw) SELECT 21 as hydro_simple_scenario_id, 158038 as generation_plant_id, 2010 as year, month, hydro_min_flow_mw, hydro_avg_flow_mw FROM switch.hydro_historical_monthly_capacity_factors WHERE generation_plant_id = 1157631111 AND hydro_simple_scenario_id = 1;
INSERT INTO switch.hydro_historical_monthly_capacity_factors (hydro_simple_scenario_id, generation_plant_id, year, month, hydro_min_flow_mw, hydro_avg_flow_mw) SELECT 21 as hydro_simple_scenario_id, 158027 as generation_plant_id, 2010 as year, month, hydro_min_flow_mw, hydro_avg_flow_mw FROM switch.hydro_historical_monthly_capacity_factors WHERE generation_plant_id = 1157631100 AND hydro_simple_scenario_id = 1;
INSERT INTO switch.hydro_historical_monthly_capacity_factors (hydro_simple_scenario_id, generation_plant_id, year, month, hydro_min_flow_mw, hydro_avg_flow_mw) SELECT 21 as hydro_simple_scenario_id, 158035 as generation_plant_id, 2010 as year, month, hydro_min_flow_mw, hydro_avg_flow_mw FROM switch.hydro_historical_monthly_capacity_factors WHERE generation_plant_id = 1157631108 AND hydro_simple_scenario_id = 1;
INSERT INTO switch.hydro_historical_monthly_capacity_factors (hydro_simple_scenario_id, generation_plant_id, year, month, hydro_min_flow_mw, hydro_avg_flow_mw) SELECT 21 as hydro_simple_scenario_id, 158033 as generation_plant_id, 2010 as year, month, hydro_min_flow_mw, hydro_avg_flow_mw FROM switch.hydro_historical_monthly_capacity_factors WHERE generation_plant_id = 1157631106 AND hydro_simple_scenario_id = 1;
INSERT INTO switch.hydro_historical_monthly_capacity_factors (hydro_simple_scenario_id, generation_plant_id, year, month, hydro_min_flow_mw, hydro_avg_flow_mw) SELECT 21 as hydro_simple_scenario_id, 158032 as generation_plant_id, 2010 as year, month, hydro_min_flow_mw, hydro_avg_flow_mw FROM switch.hydro_historical_monthly_capacity_factors WHERE generation_plant_id = 1157631105 AND hydro_simple_scenario_id = 1;
INSERT INTO switch.hydro_historical_monthly_capacity_factors (hydro_simple_scenario_id, generation_plant_id, year, month, hydro_min_flow_mw, hydro_avg_flow_mw) SELECT 21 as hydro_simple_scenario_id, 157862 as generation_plant_id, 2010 as year, month, hydro_min_flow_mw, hydro_avg_flow_mw FROM switch.hydro_historical_monthly_capacity_factors WHERE generation_plant_id = 5000846 AND hydro_simple_scenario_id = 1;
INSERT INTO switch.hydro_historical_monthly_capacity_factors (hydro_simple_scenario_id, generation_plant_id, year, month, hydro_min_flow_mw, hydro_avg_flow_mw) SELECT 21 as hydro_simple_scenario_id, 157831 as generation_plant_id, 2010 as year, month, hydro_min_flow_mw, hydro_avg_flow_mw FROM switch.hydro_historical_monthly_capacity_factors WHERE generation_plant_id = 5000815 AND hydro_simple_scenario_id = 1;
INSERT INTO switch.hydro_historical_monthly_capacity_factors (hydro_simple_scenario_id, generation_plant_id, year, month, hydro_min_flow_mw, hydro_avg_flow_mw) SELECT 21 as hydro_simple_scenario_id, 157863 as generation_plant_id, 2010 as year, month, hydro_min_flow_mw, hydro_avg_flow_mw FROM switch.hydro_historical_monthly_capacity_factors WHERE generation_plant_id = 5000847 AND hydro_simple_scenario_id = 1;
INSERT INTO switch.hydro_historical_monthly_capacity_factors (hydro_simple_scenario_id, generation_plant_id, year, month, hydro_min_flow_mw, hydro_avg_flow_mw) SELECT 21 as hydro_simple_scenario_id, 157864 as generation_plant_id, 2010 as year, month, hydro_min_flow_mw, hydro_avg_flow_mw FROM switch.hydro_historical_monthly_capacity_factors WHERE generation_plant_id = 5000848 AND hydro_simple_scenario_id = 1;
INSERT INTO switch.hydro_historical_monthly_capacity_factors (hydro_simple_scenario_id, generation_plant_id, year, month, hydro_min_flow_mw, hydro_avg_flow_mw) SELECT 21 as hydro_simple_scenario_id, 157865 as generation_plant_id, 2010 as year, month, hydro_min_flow_mw, hydro_avg_flow_mw FROM switch.hydro_historical_monthly_capacity_factors WHERE generation_plant_id = 5000849 AND hydro_simple_scenario_id = 1;
INSERT INTO switch.hydro_historical_monthly_capacity_factors (hydro_simple_scenario_id, generation_plant_id, year, month, hydro_min_flow_mw, hydro_avg_flow_mw) SELECT 21 as hydro_simple_scenario_id, 157866 as generation_plant_id, 2010 as year, month, hydro_min_flow_mw, hydro_avg_flow_mw FROM switch.hydro_historical_monthly_capacity_factors WHERE generation_plant_id = 5000850 AND hydro_simple_scenario_id = 1;
INSERT INTO switch.hydro_historical_monthly_capacity_factors (hydro_simple_scenario_id, generation_plant_id, year, month, hydro_min_flow_mw, hydro_avg_flow_mw) SELECT 21 as hydro_simple_scenario_id, 157993 as generation_plant_id, 2010 as year, month, hydro_min_flow_mw, hydro_avg_flow_mw FROM switch.hydro_historical_monthly_capacity_factors WHERE generation_plant_id = 1157631066 AND hydro_simple_scenario_id = 1;
INSERT INTO switch.hydro_historical_monthly_capacity_factors (hydro_simple_scenario_id, generation_plant_id, year, month, hydro_min_flow_mw, hydro_avg_flow_mw) SELECT 21 as hydro_simple_scenario_id, 157995 as generation_plant_id, 2010 as year, month, hydro_min_flow_mw, hydro_avg_flow_mw FROM switch.hydro_historical_monthly_capacity_factors WHERE generation_plant_id = 1157631068 AND hydro_simple_scenario_id = 1;
INSERT INTO switch.hydro_historical_monthly_capacity_factors (hydro_simple_scenario_id, generation_plant_id, year, month, hydro_min_flow_mw, hydro_avg_flow_mw) SELECT 21 as hydro_simple_scenario_id, 157867 as generation_plant_id, 2010 as year, month, hydro_min_flow_mw, hydro_avg_flow_mw FROM switch.hydro_historical_monthly_capacity_factors WHERE generation_plant_id = 5000851 AND hydro_simple_scenario_id = 1;
INSERT INTO switch.hydro_historical_monthly_capacity_factors (hydro_simple_scenario_id, generation_plant_id, year, month, hydro_min_flow_mw, hydro_avg_flow_mw) SELECT 21 as hydro_simple_scenario_id, 158006 as generation_plant_id, 2010 as year, month, hydro_min_flow_mw, hydro_avg_flow_mw FROM switch.hydro_historical_monthly_capacity_factors WHERE generation_plant_id = 1157631079 AND hydro_simple_scenario_id = 1;
INSERT INTO switch.hydro_historical_monthly_capacity_factors (hydro_simple_scenario_id, generation_plant_id, year, month, hydro_min_flow_mw, hydro_avg_flow_mw) SELECT 21 as hydro_simple_scenario_id, 157868 as generation_plant_id, 2010 as year, month, hydro_min_flow_mw, hydro_avg_flow_mw FROM switch.hydro_historical_monthly_capacity_factors WHERE generation_plant_id = 5000852 AND hydro_simple_scenario_id = 1;
INSERT INTO switch.hydro_historical_monthly_capacity_factors (hydro_simple_scenario_id, generation_plant_id, year, month, hydro_min_flow_mw, hydro_avg_flow_mw) SELECT 21 as hydro_simple_scenario_id, 157832 as generation_plant_id, 2010 as year, month, hydro_min_flow_mw, hydro_avg_flow_mw FROM switch.hydro_historical_monthly_capacity_factors WHERE generation_plant_id = 5000816 AND hydro_simple_scenario_id = 1;
INSERT INTO switch.hydro_historical_monthly_capacity_factors (hydro_simple_scenario_id, generation_plant_id, year, month, hydro_min_flow_mw, hydro_avg_flow_mw) SELECT 21 as hydro_simple_scenario_id, 157869 as generation_plant_id, 2010 as year, month, hydro_min_flow_mw, hydro_avg_flow_mw FROM switch.hydro_historical_monthly_capacity_factors WHERE generation_plant_id = 5000853 AND hydro_simple_scenario_id = 1;
INSERT INTO switch.hydro_historical_monthly_capacity_factors (hydro_simple_scenario_id, generation_plant_id, year, month, hydro_min_flow_mw, hydro_avg_flow_mw) SELECT 21 as hydro_simple_scenario_id, 157870 as generation_plant_id, 2010 as year, month, hydro_min_flow_mw, hydro_avg_flow_mw FROM switch.hydro_historical_monthly_capacity_factors WHERE generation_plant_id = 5000854 AND hydro_simple_scenario_id = 1;
INSERT INTO switch.hydro_historical_monthly_capacity_factors (hydro_simple_scenario_id, generation_plant_id, year, month, hydro_min_flow_mw, hydro_avg_flow_mw) SELECT 21 as hydro_simple_scenario_id, 157957 as generation_plant_id, 2010 as year, month, hydro_min_flow_mw, hydro_avg_flow_mw FROM switch.hydro_historical_monthly_capacity_factors WHERE generation_plant_id = 1157631030 AND hydro_simple_scenario_id = 1;
INSERT INTO switch.hydro_historical_monthly_capacity_factors (hydro_simple_scenario_id, generation_plant_id, year, month, hydro_min_flow_mw, hydro_avg_flow_mw) SELECT 21 as hydro_simple_scenario_id, 157954 as generation_plant_id, 2010 as year, month, hydro_min_flow_mw, hydro_avg_flow_mw FROM switch.hydro_historical_monthly_capacity_factors WHERE generation_plant_id = 1157631027 AND hydro_simple_scenario_id = 1;
INSERT INTO switch.hydro_historical_monthly_capacity_factors (hydro_simple_scenario_id, generation_plant_id, year, month, hydro_min_flow_mw, hydro_avg_flow_mw) SELECT 21 as hydro_simple_scenario_id, 157953 as generation_plant_id, 2010 as year, month, hydro_min_flow_mw, hydro_avg_flow_mw FROM switch.hydro_historical_monthly_capacity_factors WHERE generation_plant_id = 1157631026 AND hydro_simple_scenario_id = 1;
INSERT INTO switch.hydro_historical_monthly_capacity_factors (hydro_simple_scenario_id, generation_plant_id, year, month, hydro_min_flow_mw, hydro_avg_flow_mw) SELECT 21 as hydro_simple_scenario_id, 157871 as generation_plant_id, 2010 as year, month, hydro_min_flow_mw, hydro_avg_flow_mw FROM switch.hydro_historical_monthly_capacity_factors WHERE generation_plant_id = 5000855 AND hydro_simple_scenario_id = 1;
INSERT INTO switch.hydro_historical_monthly_capacity_factors (hydro_simple_scenario_id, generation_plant_id, year, month, hydro_min_flow_mw, hydro_avg_flow_mw) SELECT 21 as hydro_simple_scenario_id, 157872 as generation_plant_id, 2010 as year, month, hydro_min_flow_mw, hydro_avg_flow_mw FROM switch.hydro_historical_monthly_capacity_factors WHERE generation_plant_id = 5000856 AND hydro_simple_scenario_id = 1;
INSERT INTO switch.hydro_historical_monthly_capacity_factors (hydro_simple_scenario_id, generation_plant_id, year, month, hydro_min_flow_mw, hydro_avg_flow_mw) SELECT 21 as hydro_simple_scenario_id, 157873 as generation_plant_id, 2010 as year, month, hydro_min_flow_mw, hydro_avg_flow_mw FROM switch.hydro_historical_monthly_capacity_factors WHERE generation_plant_id = 5000857 AND hydro_simple_scenario_id = 1;
INSERT INTO switch.hydro_historical_monthly_capacity_factors (hydro_simple_scenario_id, generation_plant_id, year, month, hydro_min_flow_mw, hydro_avg_flow_mw) SELECT 21 as hydro_simple_scenario_id, 158045 as generation_plant_id, 2010 as year, month, hydro_min_flow_mw, hydro_avg_flow_mw FROM switch.hydro_historical_monthly_capacity_factors WHERE generation_plant_id = 1157631118 AND hydro_simple_scenario_id = 1;
INSERT INTO switch.hydro_historical_monthly_capacity_factors (hydro_simple_scenario_id, generation_plant_id, year, month, hydro_min_flow_mw, hydro_avg_flow_mw) SELECT 21 as hydro_simple_scenario_id, 157992 as generation_plant_id, 2010 as year, month, hydro_min_flow_mw, hydro_avg_flow_mw FROM switch.hydro_historical_monthly_capacity_factors WHERE generation_plant_id = 1157631065 AND hydro_simple_scenario_id = 1;
INSERT INTO switch.hydro_historical_monthly_capacity_factors (hydro_simple_scenario_id, generation_plant_id, year, month, hydro_min_flow_mw, hydro_avg_flow_mw) SELECT 21 as hydro_simple_scenario_id, 158025 as generation_plant_id, 2010 as year, month, hydro_min_flow_mw, hydro_avg_flow_mw FROM switch.hydro_historical_monthly_capacity_factors WHERE generation_plant_id = 1157631098 AND hydro_simple_scenario_id = 1;
INSERT INTO switch.hydro_historical_monthly_capacity_factors (hydro_simple_scenario_id, generation_plant_id, year, month, hydro_min_flow_mw, hydro_avg_flow_mw) SELECT 21 as hydro_simple_scenario_id, 157994 as generation_plant_id, 2010 as year, month, hydro_min_flow_mw, hydro_avg_flow_mw FROM switch.hydro_historical_monthly_capacity_factors WHERE generation_plant_id = 1157631067 AND hydro_simple_scenario_id = 1;
INSERT INTO switch.hydro_historical_monthly_capacity_factors (hydro_simple_scenario_id, generation_plant_id, year, month, hydro_min_flow_mw, hydro_avg_flow_mw) SELECT 21 as hydro_simple_scenario_id, 157986 as generation_plant_id, 2010 as year, month, hydro_min_flow_mw, hydro_avg_flow_mw FROM switch.hydro_historical_monthly_capacity_factors WHERE generation_plant_id = 1157631059 AND hydro_simple_scenario_id = 1;
INSERT INTO switch.hydro_historical_monthly_capacity_factors (hydro_simple_scenario_id, generation_plant_id, year, month, hydro_min_flow_mw, hydro_avg_flow_mw) SELECT 21 as hydro_simple_scenario_id, 157874 as generation_plant_id, 2010 as year, month, hydro_min_flow_mw, hydro_avg_flow_mw FROM switch.hydro_historical_monthly_capacity_factors WHERE generation_plant_id = 5000858 AND hydro_simple_scenario_id = 1;
INSERT INTO switch.hydro_historical_monthly_capacity_factors (hydro_simple_scenario_id, generation_plant_id, year, month, hydro_min_flow_mw, hydro_avg_flow_mw) SELECT 21 as hydro_simple_scenario_id, 157875 as generation_plant_id, 2010 as year, month, hydro_min_flow_mw, hydro_avg_flow_mw FROM switch.hydro_historical_monthly_capacity_factors WHERE generation_plant_id = 5000859 AND hydro_simple_scenario_id = 1;
INSERT INTO switch.hydro_historical_monthly_capacity_factors (hydro_simple_scenario_id, generation_plant_id, year, month, hydro_min_flow_mw, hydro_avg_flow_mw) SELECT 21 as hydro_simple_scenario_id, 157876 as generation_plant_id, 2010 as year, month, hydro_min_flow_mw, hydro_avg_flow_mw FROM switch.hydro_historical_monthly_capacity_factors WHERE generation_plant_id = 5000860 AND hydro_simple_scenario_id = 1;
INSERT INTO switch.hydro_historical_monthly_capacity_factors (hydro_simple_scenario_id, generation_plant_id, year, month, hydro_min_flow_mw, hydro_avg_flow_mw) SELECT 21 as hydro_simple_scenario_id, 158021 as generation_plant_id, 2010 as year, month, hydro_min_flow_mw, hydro_avg_flow_mw FROM switch.hydro_historical_monthly_capacity_factors WHERE generation_plant_id = 1157631094 AND hydro_simple_scenario_id = 1;
INSERT INTO switch.hydro_historical_monthly_capacity_factors (hydro_simple_scenario_id, generation_plant_id, year, month, hydro_min_flow_mw, hydro_avg_flow_mw) SELECT 21 as hydro_simple_scenario_id, 158026 as generation_plant_id, 2010 as year, month, hydro_min_flow_mw, hydro_avg_flow_mw FROM switch.hydro_historical_monthly_capacity_factors WHERE generation_plant_id = 1157631099 AND hydro_simple_scenario_id = 1;
INSERT INTO switch.hydro_historical_monthly_capacity_factors (hydro_simple_scenario_id, generation_plant_id, year, month, hydro_min_flow_mw, hydro_avg_flow_mw) SELECT 21 as hydro_simple_scenario_id, 158022 as generation_plant_id, 2010 as year, month, hydro_min_flow_mw, hydro_avg_flow_mw FROM switch.hydro_historical_monthly_capacity_factors WHERE generation_plant_id = 1157631095 AND hydro_simple_scenario_id = 1;
INSERT INTO switch.hydro_historical_monthly_capacity_factors (hydro_simple_scenario_id, generation_plant_id, year, month, hydro_min_flow_mw, hydro_avg_flow_mw) SELECT 21 as hydro_simple_scenario_id, 157877 as generation_plant_id, 2010 as year, month, hydro_min_flow_mw, hydro_avg_flow_mw FROM switch.hydro_historical_monthly_capacity_factors WHERE generation_plant_id = 5000861 AND hydro_simple_scenario_id = 1;
INSERT INTO switch.hydro_historical_monthly_capacity_factors (hydro_simple_scenario_id, generation_plant_id, year, month, hydro_min_flow_mw, hydro_avg_flow_mw) SELECT 21 as hydro_simple_scenario_id, 157948 as generation_plant_id, 2010 as year, month, hydro_min_flow_mw, hydro_avg_flow_mw FROM switch.hydro_historical_monthly_capacity_factors WHERE generation_plant_id = 1157631021 AND hydro_simple_scenario_id = 1;
INSERT INTO switch.hydro_historical_monthly_capacity_factors (hydro_simple_scenario_id, generation_plant_id, year, month, hydro_min_flow_mw, hydro_avg_flow_mw) SELECT 21 as hydro_simple_scenario_id, 157969 as generation_plant_id, 2010 as year, month, hydro_min_flow_mw, hydro_avg_flow_mw FROM switch.hydro_historical_monthly_capacity_factors WHERE generation_plant_id = 1157631042 AND hydro_simple_scenario_id = 1;
INSERT INTO switch.hydro_historical_monthly_capacity_factors (hydro_simple_scenario_id, generation_plant_id, year, month, hydro_min_flow_mw, hydro_avg_flow_mw) SELECT 21 as hydro_simple_scenario_id, 157973 as generation_plant_id, 2010 as year, month, hydro_min_flow_mw, hydro_avg_flow_mw FROM switch.hydro_historical_monthly_capacity_factors WHERE generation_plant_id = 1157631046 AND hydro_simple_scenario_id = 1;
INSERT INTO switch.hydro_historical_monthly_capacity_factors (hydro_simple_scenario_id, generation_plant_id, year, month, hydro_min_flow_mw, hydro_avg_flow_mw) SELECT 21 as hydro_simple_scenario_id, 157979 as generation_plant_id, 2010 as year, month, hydro_min_flow_mw, hydro_avg_flow_mw FROM switch.hydro_historical_monthly_capacity_factors WHERE generation_plant_id = 1157631052 AND hydro_simple_scenario_id = 1;
INSERT INTO switch.hydro_historical_monthly_capacity_factors (hydro_simple_scenario_id, generation_plant_id, year, month, hydro_min_flow_mw, hydro_avg_flow_mw) SELECT 21 as hydro_simple_scenario_id, 157833 as generation_plant_id, 2010 as year, month, hydro_min_flow_mw, hydro_avg_flow_mw FROM switch.hydro_historical_monthly_capacity_factors WHERE generation_plant_id = 5000817 AND hydro_simple_scenario_id = 1;
INSERT INTO switch.hydro_historical_monthly_capacity_factors (hydro_simple_scenario_id, generation_plant_id, year, month, hydro_min_flow_mw, hydro_avg_flow_mw) SELECT 21 as hydro_simple_scenario_id, 157878 as generation_plant_id, 2010 as year, month, hydro_min_flow_mw, hydro_avg_flow_mw FROM switch.hydro_historical_monthly_capacity_factors WHERE generation_plant_id = 5000862 AND hydro_simple_scenario_id = 1;
INSERT INTO switch.hydro_historical_monthly_capacity_factors (hydro_simple_scenario_id, generation_plant_id, year, month, hydro_min_flow_mw, hydro_avg_flow_mw) SELECT 21 as hydro_simple_scenario_id, 157834 as generation_plant_id, 2010 as year, month, hydro_min_flow_mw, hydro_avg_flow_mw FROM switch.hydro_historical_monthly_capacity_factors WHERE generation_plant_id = 5000818 AND hydro_simple_scenario_id = 1;
INSERT INTO switch.hydro_historical_monthly_capacity_factors (hydro_simple_scenario_id, generation_plant_id, year, month, hydro_min_flow_mw, hydro_avg_flow_mw) SELECT 21 as hydro_simple_scenario_id, 158057 as generation_plant_id, 2010 as year, month, hydro_min_flow_mw, hydro_avg_flow_mw FROM switch.hydro_historical_monthly_capacity_factors WHERE generation_plant_id = 1157631130 AND hydro_simple_scenario_id = 1;
INSERT INTO switch.hydro_historical_monthly_capacity_factors (hydro_simple_scenario_id, generation_plant_id, year, month, hydro_min_flow_mw, hydro_avg_flow_mw) SELECT 21 as hydro_simple_scenario_id, 157879 as generation_plant_id, 2010 as year, month, hydro_min_flow_mw, hydro_avg_flow_mw FROM switch.hydro_historical_monthly_capacity_factors WHERE generation_plant_id = 5000863 AND hydro_simple_scenario_id = 1;
INSERT INTO switch.hydro_historical_monthly_capacity_factors (hydro_simple_scenario_id, generation_plant_id, year, month, hydro_min_flow_mw, hydro_avg_flow_mw) SELECT 21 as hydro_simple_scenario_id, 157835 as generation_plant_id, 2010 as year, month, hydro_min_flow_mw, hydro_avg_flow_mw FROM switch.hydro_historical_monthly_capacity_factors WHERE generation_plant_id = 5000819 AND hydro_simple_scenario_id = 1;
INSERT INTO switch.hydro_historical_monthly_capacity_factors (hydro_simple_scenario_id, generation_plant_id, year, month, hydro_min_flow_mw, hydro_avg_flow_mw) SELECT 21 as hydro_simple_scenario_id, 157836 as generation_plant_id, 2010 as year, month, hydro_min_flow_mw, hydro_avg_flow_mw FROM switch.hydro_historical_monthly_capacity_factors WHERE generation_plant_id = 5000820 AND hydro_simple_scenario_id = 1;
INSERT INTO switch.hydro_historical_monthly_capacity_factors (hydro_simple_scenario_id, generation_plant_id, year, month, hydro_min_flow_mw, hydro_avg_flow_mw) SELECT 21 as hydro_simple_scenario_id, 157956 as generation_plant_id, 2010 as year, month, hydro_min_flow_mw, hydro_avg_flow_mw FROM switch.hydro_historical_monthly_capacity_factors WHERE generation_plant_id = 1157631029 AND hydro_simple_scenario_id = 1;
INSERT INTO switch.hydro_historical_monthly_capacity_factors (hydro_simple_scenario_id, generation_plant_id, year, month, hydro_min_flow_mw, hydro_avg_flow_mw) SELECT 21 as hydro_simple_scenario_id, 157951 as generation_plant_id, 2010 as year, month, hydro_min_flow_mw, hydro_avg_flow_mw FROM switch.hydro_historical_monthly_capacity_factors WHERE generation_plant_id = 1157631024 AND hydro_simple_scenario_id = 1;
INSERT INTO switch.hydro_historical_monthly_capacity_factors (hydro_simple_scenario_id, generation_plant_id, year, month, hydro_min_flow_mw, hydro_avg_flow_mw) SELECT 21 as hydro_simple_scenario_id, 157880 as generation_plant_id, 2010 as year, month, hydro_min_flow_mw, hydro_avg_flow_mw FROM switch.hydro_historical_monthly_capacity_factors WHERE generation_plant_id = 5000864 AND hydro_simple_scenario_id = 1;
INSERT INTO switch.hydro_historical_monthly_capacity_factors (hydro_simple_scenario_id, generation_plant_id, year, month, hydro_min_flow_mw, hydro_avg_flow_mw) SELECT 21 as hydro_simple_scenario_id, 157881 as generation_plant_id, 2010 as year, month, hydro_min_flow_mw, hydro_avg_flow_mw FROM switch.hydro_historical_monthly_capacity_factors WHERE generation_plant_id = 5000865 AND hydro_simple_scenario_id = 1;
INSERT INTO switch.hydro_historical_monthly_capacity_factors (hydro_simple_scenario_id, generation_plant_id, year, month, hydro_min_flow_mw, hydro_avg_flow_mw) SELECT 21 as hydro_simple_scenario_id, 157837 as generation_plant_id, 2010 as year, month, hydro_min_flow_mw, hydro_avg_flow_mw FROM switch.hydro_historical_monthly_capacity_factors WHERE generation_plant_id = 5000821 AND hydro_simple_scenario_id = 1;
INSERT INTO switch.hydro_historical_monthly_capacity_factors (hydro_simple_scenario_id, generation_plant_id, year, month, hydro_min_flow_mw, hydro_avg_flow_mw) SELECT 21 as hydro_simple_scenario_id, 157882 as generation_plant_id, 2010 as year, month, hydro_min_flow_mw, hydro_avg_flow_mw FROM switch.hydro_historical_monthly_capacity_factors WHERE generation_plant_id = 5000866 AND hydro_simple_scenario_id = 1;
INSERT INTO switch.hydro_historical_monthly_capacity_factors (hydro_simple_scenario_id, generation_plant_id, year, month, hydro_min_flow_mw, hydro_avg_flow_mw) SELECT 21 as hydro_simple_scenario_id, 157968 as generation_plant_id, 2010 as year, month, hydro_min_flow_mw, hydro_avg_flow_mw FROM switch.hydro_historical_monthly_capacity_factors WHERE generation_plant_id = 1157631041 AND hydro_simple_scenario_id = 1;
INSERT INTO switch.hydro_historical_monthly_capacity_factors (hydro_simple_scenario_id, generation_plant_id, year, month, hydro_min_flow_mw, hydro_avg_flow_mw) SELECT 21 as hydro_simple_scenario_id, 157967 as generation_plant_id, 2010 as year, month, hydro_min_flow_mw, hydro_avg_flow_mw FROM switch.hydro_historical_monthly_capacity_factors WHERE generation_plant_id = 1157631040 AND hydro_simple_scenario_id = 1;
INSERT INTO switch.hydro_historical_monthly_capacity_factors (hydro_simple_scenario_id, generation_plant_id, year, month, hydro_min_flow_mw, hydro_avg_flow_mw) SELECT 21 as hydro_simple_scenario_id, 157883 as generation_plant_id, 2010 as year, month, hydro_min_flow_mw, hydro_avg_flow_mw FROM switch.hydro_historical_monthly_capacity_factors WHERE generation_plant_id = 5000867 AND hydro_simple_scenario_id = 1;
INSERT INTO switch.hydro_historical_monthly_capacity_factors (hydro_simple_scenario_id, generation_plant_id, year, month, hydro_min_flow_mw, hydro_avg_flow_mw) SELECT 21 as hydro_simple_scenario_id, 157887 as generation_plant_id, 2010 as year, month, hydro_min_flow_mw, hydro_avg_flow_mw FROM switch.hydro_historical_monthly_capacity_factors WHERE generation_plant_id = 5000871 AND hydro_simple_scenario_id = 1;
INSERT INTO switch.hydro_historical_monthly_capacity_factors (hydro_simple_scenario_id, generation_plant_id, year, month, hydro_min_flow_mw, hydro_avg_flow_mw) SELECT 21 as hydro_simple_scenario_id, 157885 as generation_plant_id, 2010 as year, month, hydro_min_flow_mw, hydro_avg_flow_mw FROM switch.hydro_historical_monthly_capacity_factors WHERE generation_plant_id = 5000869 AND hydro_simple_scenario_id = 1;
INSERT INTO switch.hydro_historical_monthly_capacity_factors (hydro_simple_scenario_id, generation_plant_id, year, month, hydro_min_flow_mw, hydro_avg_flow_mw) SELECT 21 as hydro_simple_scenario_id, 157884 as generation_plant_id, 2010 as year, month, hydro_min_flow_mw, hydro_avg_flow_mw FROM switch.hydro_historical_monthly_capacity_factors WHERE generation_plant_id = 5000868 AND hydro_simple_scenario_id = 1;
INSERT INTO switch.hydro_historical_monthly_capacity_factors (hydro_simple_scenario_id, generation_plant_id, year, month, hydro_min_flow_mw, hydro_avg_flow_mw) SELECT 21 as hydro_simple_scenario_id, 157886 as generation_plant_id, 2010 as year, month, hydro_min_flow_mw, hydro_avg_flow_mw FROM switch.hydro_historical_monthly_capacity_factors WHERE generation_plant_id = 5000870 AND hydro_simple_scenario_id = 1;
INSERT INTO switch.hydro_historical_monthly_capacity_factors (hydro_simple_scenario_id, generation_plant_id, year, month, hydro_min_flow_mw, hydro_avg_flow_mw) SELECT 21 as hydro_simple_scenario_id, 157946 as generation_plant_id, 2010 as year, month, hydro_min_flow_mw, hydro_avg_flow_mw FROM switch.hydro_historical_monthly_capacity_factors WHERE generation_plant_id = 1157631019 AND hydro_simple_scenario_id = 1;
INSERT INTO switch.hydro_historical_monthly_capacity_factors (hydro_simple_scenario_id, generation_plant_id, year, month, hydro_min_flow_mw, hydro_avg_flow_mw) SELECT 21 as hydro_simple_scenario_id, 157944 as generation_plant_id, 2010 as year, month, hydro_min_flow_mw, hydro_avg_flow_mw FROM switch.hydro_historical_monthly_capacity_factors WHERE generation_plant_id = 1157631017 AND hydro_simple_scenario_id = 1;
INSERT INTO switch.hydro_historical_monthly_capacity_factors (hydro_simple_scenario_id, generation_plant_id, year, month, hydro_min_flow_mw, hydro_avg_flow_mw) SELECT 21 as hydro_simple_scenario_id, 157888 as generation_plant_id, 2010 as year, month, hydro_min_flow_mw, hydro_avg_flow_mw FROM switch.hydro_historical_monthly_capacity_factors WHERE generation_plant_id = 5000872 AND hydro_simple_scenario_id = 1;
INSERT INTO switch.hydro_historical_monthly_capacity_factors (hydro_simple_scenario_id, generation_plant_id, year, month, hydro_min_flow_mw, hydro_avg_flow_mw) SELECT 21 as hydro_simple_scenario_id, 157889 as generation_plant_id, 2010 as year, month, hydro_min_flow_mw, hydro_avg_flow_mw FROM switch.hydro_historical_monthly_capacity_factors WHERE generation_plant_id = 5000873 AND hydro_simple_scenario_id = 1;
INSERT INTO switch.hydro_historical_monthly_capacity_factors (hydro_simple_scenario_id, generation_plant_id, year, month, hydro_min_flow_mw, hydro_avg_flow_mw) SELECT 21 as hydro_simple_scenario_id, 157991 as generation_plant_id, 2010 as year, month, hydro_min_flow_mw, hydro_avg_flow_mw FROM switch.hydro_historical_monthly_capacity_factors WHERE generation_plant_id = 1157631064 AND hydro_simple_scenario_id = 1;
INSERT INTO switch.hydro_historical_monthly_capacity_factors (hydro_simple_scenario_id, generation_plant_id, year, month, hydro_min_flow_mw, hydro_avg_flow_mw) SELECT 21 as hydro_simple_scenario_id, 158041 as generation_plant_id, 2010 as year, month, hydro_min_flow_mw, hydro_avg_flow_mw FROM switch.hydro_historical_monthly_capacity_factors WHERE generation_plant_id = 1157631114 AND hydro_simple_scenario_id = 1;
INSERT INTO switch.hydro_historical_monthly_capacity_factors (hydro_simple_scenario_id, generation_plant_id, year, month, hydro_min_flow_mw, hydro_avg_flow_mw) SELECT 21 as hydro_simple_scenario_id, 158042 as generation_plant_id, 2010 as year, month, hydro_min_flow_mw, hydro_avg_flow_mw FROM switch.hydro_historical_monthly_capacity_factors WHERE generation_plant_id = 1157631115 AND hydro_simple_scenario_id = 1;
INSERT INTO switch.hydro_historical_monthly_capacity_factors (hydro_simple_scenario_id, generation_plant_id, year, month, hydro_min_flow_mw, hydro_avg_flow_mw) SELECT 21 as hydro_simple_scenario_id, 157890 as generation_plant_id, 2010 as year, month, hydro_min_flow_mw, hydro_avg_flow_mw FROM switch.hydro_historical_monthly_capacity_factors WHERE generation_plant_id = 5000874 AND hydro_simple_scenario_id = 1;
INSERT INTO switch.hydro_historical_monthly_capacity_factors (hydro_simple_scenario_id, generation_plant_id, year, month, hydro_min_flow_mw, hydro_avg_flow_mw) SELECT 21 as hydro_simple_scenario_id, 157891 as generation_plant_id, 2010 as year, month, hydro_min_flow_mw, hydro_avg_flow_mw FROM switch.hydro_historical_monthly_capacity_factors WHERE generation_plant_id = 5000875 AND hydro_simple_scenario_id = 1;
INSERT INTO switch.hydro_historical_monthly_capacity_factors (hydro_simple_scenario_id, generation_plant_id, year, month, hydro_min_flow_mw, hydro_avg_flow_mw) SELECT 21 as hydro_simple_scenario_id, 157892 as generation_plant_id, 2010 as year, month, hydro_min_flow_mw, hydro_avg_flow_mw FROM switch.hydro_historical_monthly_capacity_factors WHERE generation_plant_id = 5000876 AND hydro_simple_scenario_id = 1;
INSERT INTO switch.hydro_historical_monthly_capacity_factors (hydro_simple_scenario_id, generation_plant_id, year, month, hydro_min_flow_mw, hydro_avg_flow_mw) SELECT 21 as hydro_simple_scenario_id, 157893 as generation_plant_id, 2010 as year, month, hydro_min_flow_mw, hydro_avg_flow_mw FROM switch.hydro_historical_monthly_capacity_factors WHERE generation_plant_id = 5000877 AND hydro_simple_scenario_id = 1;
INSERT INTO switch.hydro_historical_monthly_capacity_factors (hydro_simple_scenario_id, generation_plant_id, year, month, hydro_min_flow_mw, hydro_avg_flow_mw) SELECT 21 as hydro_simple_scenario_id, 158020 as generation_plant_id, 2010 as year, month, hydro_min_flow_mw, hydro_avg_flow_mw FROM switch.hydro_historical_monthly_capacity_factors WHERE generation_plant_id = 1157631093 AND hydro_simple_scenario_id = 1;
INSERT INTO switch.hydro_historical_monthly_capacity_factors (hydro_simple_scenario_id, generation_plant_id, year, month, hydro_min_flow_mw, hydro_avg_flow_mw) SELECT 21 as hydro_simple_scenario_id, 158024 as generation_plant_id, 2010 as year, month, hydro_min_flow_mw, hydro_avg_flow_mw FROM switch.hydro_historical_monthly_capacity_factors WHERE generation_plant_id = 1157631097 AND hydro_simple_scenario_id = 1;
INSERT INTO switch.hydro_historical_monthly_capacity_factors (hydro_simple_scenario_id, generation_plant_id, year, month, hydro_min_flow_mw, hydro_avg_flow_mw) SELECT 21 as hydro_simple_scenario_id, 158054 as generation_plant_id, 2010 as year, month, hydro_min_flow_mw, hydro_avg_flow_mw FROM switch.hydro_historical_monthly_capacity_factors WHERE generation_plant_id = 1157631127 AND hydro_simple_scenario_id = 1;
INSERT INTO switch.hydro_historical_monthly_capacity_factors (hydro_simple_scenario_id, generation_plant_id, year, month, hydro_min_flow_mw, hydro_avg_flow_mw) SELECT 21 as hydro_simple_scenario_id, 158058 as generation_plant_id, 2010 as year, month, hydro_min_flow_mw, hydro_avg_flow_mw FROM switch.hydro_historical_monthly_capacity_factors WHERE generation_plant_id = 1157631131 AND hydro_simple_scenario_id = 1;
INSERT INTO switch.hydro_historical_monthly_capacity_factors (hydro_simple_scenario_id, generation_plant_id, year, month, hydro_min_flow_mw, hydro_avg_flow_mw) SELECT 21 as hydro_simple_scenario_id, 157996 as generation_plant_id, 2010 as year, month, hydro_min_flow_mw, hydro_avg_flow_mw FROM switch.hydro_historical_monthly_capacity_factors WHERE generation_plant_id = 1157631069 AND hydro_simple_scenario_id = 1;
INSERT INTO switch.hydro_historical_monthly_capacity_factors (hydro_simple_scenario_id, generation_plant_id, year, month, hydro_min_flow_mw, hydro_avg_flow_mw) SELECT 21 as hydro_simple_scenario_id, 158001 as generation_plant_id, 2010 as year, month, hydro_min_flow_mw, hydro_avg_flow_mw FROM switch.hydro_historical_monthly_capacity_factors WHERE generation_plant_id = 1157631074 AND hydro_simple_scenario_id = 1;
INSERT INTO switch.hydro_historical_monthly_capacity_factors (hydro_simple_scenario_id, generation_plant_id, year, month, hydro_min_flow_mw, hydro_avg_flow_mw) SELECT 21 as hydro_simple_scenario_id, 157998 as generation_plant_id, 2010 as year, month, hydro_min_flow_mw, hydro_avg_flow_mw FROM switch.hydro_historical_monthly_capacity_factors WHERE generation_plant_id = 1157631071 AND hydro_simple_scenario_id = 1;
INSERT INTO switch.hydro_historical_monthly_capacity_factors (hydro_simple_scenario_id, generation_plant_id, year, month, hydro_min_flow_mw, hydro_avg_flow_mw) SELECT 21 as hydro_simple_scenario_id, 157999 as generation_plant_id, 2010 as year, month, hydro_min_flow_mw, hydro_avg_flow_mw FROM switch.hydro_historical_monthly_capacity_factors WHERE generation_plant_id = 1157631072 AND hydro_simple_scenario_id = 1;
INSERT INTO switch.hydro_historical_monthly_capacity_factors (hydro_simple_scenario_id, generation_plant_id, year, month, hydro_min_flow_mw, hydro_avg_flow_mw) SELECT 21 as hydro_simple_scenario_id, 157894 as generation_plant_id, 2010 as year, month, hydro_min_flow_mw, hydro_avg_flow_mw FROM switch.hydro_historical_monthly_capacity_factors WHERE generation_plant_id = 5000878 AND hydro_simple_scenario_id = 1;
INSERT INTO switch.hydro_historical_monthly_capacity_factors (hydro_simple_scenario_id, generation_plant_id, year, month, hydro_min_flow_mw, hydro_avg_flow_mw) SELECT 21 as hydro_simple_scenario_id, 157895 as generation_plant_id, 2010 as year, month, hydro_min_flow_mw, hydro_avg_flow_mw FROM switch.hydro_historical_monthly_capacity_factors WHERE generation_plant_id = 5000879 AND hydro_simple_scenario_id = 1;
INSERT INTO switch.hydro_historical_monthly_capacity_factors (hydro_simple_scenario_id, generation_plant_id, year, month, hydro_min_flow_mw, hydro_avg_flow_mw) SELECT 21 as hydro_simple_scenario_id, 158000 as generation_plant_id, 2010 as year, month, hydro_min_flow_mw, hydro_avg_flow_mw FROM switch.hydro_historical_monthly_capacity_factors WHERE generation_plant_id = 1157631073 AND hydro_simple_scenario_id = 1;
INSERT INTO switch.hydro_historical_monthly_capacity_factors (hydro_simple_scenario_id, generation_plant_id, year, month, hydro_min_flow_mw, hydro_avg_flow_mw) SELECT 21 as hydro_simple_scenario_id, 157896 as generation_plant_id, 2010 as year, month, hydro_min_flow_mw, hydro_avg_flow_mw FROM switch.hydro_historical_monthly_capacity_factors WHERE generation_plant_id = 5000880 AND hydro_simple_scenario_id = 1;
INSERT INTO switch.hydro_historical_monthly_capacity_factors (hydro_simple_scenario_id, generation_plant_id, year, month, hydro_min_flow_mw, hydro_avg_flow_mw) SELECT 21 as hydro_simple_scenario_id, 157897 as generation_plant_id, 2010 as year, month, hydro_min_flow_mw, hydro_avg_flow_mw FROM switch.hydro_historical_monthly_capacity_factors WHERE generation_plant_id = 5000881 AND hydro_simple_scenario_id = 1;
INSERT INTO switch.hydro_historical_monthly_capacity_factors (hydro_simple_scenario_id, generation_plant_id, year, month, hydro_min_flow_mw, hydro_avg_flow_mw) SELECT 21 as hydro_simple_scenario_id, 157983 as generation_plant_id, 2010 as year, month, hydro_min_flow_mw, hydro_avg_flow_mw FROM switch.hydro_historical_monthly_capacity_factors WHERE generation_plant_id = 1157631056 AND hydro_simple_scenario_id = 1;
INSERT INTO switch.hydro_historical_monthly_capacity_factors (hydro_simple_scenario_id, generation_plant_id, year, month, hydro_min_flow_mw, hydro_avg_flow_mw) SELECT 21 as hydro_simple_scenario_id, 157990 as generation_plant_id, 2010 as year, month, hydro_min_flow_mw, hydro_avg_flow_mw FROM switch.hydro_historical_monthly_capacity_factors WHERE generation_plant_id = 1157631063 AND hydro_simple_scenario_id = 1;
INSERT INTO switch.hydro_historical_monthly_capacity_factors (hydro_simple_scenario_id, generation_plant_id, year, month, hydro_min_flow_mw, hydro_avg_flow_mw) SELECT 21 as hydro_simple_scenario_id, 157898 as generation_plant_id, 2010 as year, month, hydro_min_flow_mw, hydro_avg_flow_mw FROM switch.hydro_historical_monthly_capacity_factors WHERE generation_plant_id = 5000882 AND hydro_simple_scenario_id = 1;
INSERT INTO switch.hydro_historical_monthly_capacity_factors (hydro_simple_scenario_id, generation_plant_id, year, month, hydro_min_flow_mw, hydro_avg_flow_mw) SELECT 21 as hydro_simple_scenario_id, 157899 as generation_plant_id, 2010 as year, month, hydro_min_flow_mw, hydro_avg_flow_mw FROM switch.hydro_historical_monthly_capacity_factors WHERE generation_plant_id = 5000883 AND hydro_simple_scenario_id = 1;
INSERT INTO switch.hydro_historical_monthly_capacity_factors (hydro_simple_scenario_id, generation_plant_id, year, month, hydro_min_flow_mw, hydro_avg_flow_mw) SELECT 21 as hydro_simple_scenario_id, 157900 as generation_plant_id, 2010 as year, month, hydro_min_flow_mw, hydro_avg_flow_mw FROM switch.hydro_historical_monthly_capacity_factors WHERE generation_plant_id = 5000884 AND hydro_simple_scenario_id = 1;
INSERT INTO switch.hydro_historical_monthly_capacity_factors (hydro_simple_scenario_id, generation_plant_id, year, month, hydro_min_flow_mw, hydro_avg_flow_mw) SELECT 21 as hydro_simple_scenario_id, 157943 as generation_plant_id, 2010 as year, month, hydro_min_flow_mw, hydro_avg_flow_mw FROM switch.hydro_historical_monthly_capacity_factors WHERE generation_plant_id = 1157631016 AND hydro_simple_scenario_id = 1;
INSERT INTO switch.hydro_historical_monthly_capacity_factors (hydro_simple_scenario_id, generation_plant_id, year, month, hydro_min_flow_mw, hydro_avg_flow_mw) SELECT 21 as hydro_simple_scenario_id, 157947 as generation_plant_id, 2010 as year, month, hydro_min_flow_mw, hydro_avg_flow_mw FROM switch.hydro_historical_monthly_capacity_factors WHERE generation_plant_id = 1157631020 AND hydro_simple_scenario_id = 1;
INSERT INTO switch.hydro_historical_monthly_capacity_factors (hydro_simple_scenario_id, generation_plant_id, year, month, hydro_min_flow_mw, hydro_avg_flow_mw) SELECT 21 as hydro_simple_scenario_id, 157988 as generation_plant_id, 2010 as year, month, hydro_min_flow_mw, hydro_avg_flow_mw FROM switch.hydro_historical_monthly_capacity_factors WHERE generation_plant_id = 1157631061 AND hydro_simple_scenario_id = 1;
INSERT INTO switch.hydro_historical_monthly_capacity_factors (hydro_simple_scenario_id, generation_plant_id, year, month, hydro_min_flow_mw, hydro_avg_flow_mw) SELECT 21 as hydro_simple_scenario_id, 157901 as generation_plant_id, 2010 as year, month, hydro_min_flow_mw, hydro_avg_flow_mw FROM switch.hydro_historical_monthly_capacity_factors WHERE generation_plant_id = 5000885 AND hydro_simple_scenario_id = 1;
INSERT INTO switch.hydro_historical_monthly_capacity_factors (hydro_simple_scenario_id, generation_plant_id, year, month, hydro_min_flow_mw, hydro_avg_flow_mw) SELECT 21 as hydro_simple_scenario_id, 157838 as generation_plant_id, 2010 as year, month, hydro_min_flow_mw, hydro_avg_flow_mw FROM switch.hydro_historical_monthly_capacity_factors WHERE generation_plant_id = 5000822 AND hydro_simple_scenario_id = 1;
INSERT INTO switch.hydro_historical_monthly_capacity_factors (hydro_simple_scenario_id, generation_plant_id, year, month, hydro_min_flow_mw, hydro_avg_flow_mw) SELECT 21 as hydro_simple_scenario_id, 157987 as generation_plant_id, 2010 as year, month, hydro_min_flow_mw, hydro_avg_flow_mw FROM switch.hydro_historical_monthly_capacity_factors WHERE generation_plant_id = 1157631060 AND hydro_simple_scenario_id = 1;
INSERT INTO switch.hydro_historical_monthly_capacity_factors (hydro_simple_scenario_id, generation_plant_id, year, month, hydro_min_flow_mw, hydro_avg_flow_mw) SELECT 21 as hydro_simple_scenario_id, 157985 as generation_plant_id, 2010 as year, month, hydro_min_flow_mw, hydro_avg_flow_mw FROM switch.hydro_historical_monthly_capacity_factors WHERE generation_plant_id = 1157631058 AND hydro_simple_scenario_id = 1;
INSERT INTO switch.hydro_historical_monthly_capacity_factors (hydro_simple_scenario_id, generation_plant_id, year, month, hydro_min_flow_mw, hydro_avg_flow_mw) SELECT 21 as hydro_simple_scenario_id, 158052 as generation_plant_id, 2010 as year, month, hydro_min_flow_mw, hydro_avg_flow_mw FROM switch.hydro_historical_monthly_capacity_factors WHERE generation_plant_id = 1157631125 AND hydro_simple_scenario_id = 1;
INSERT INTO switch.hydro_historical_monthly_capacity_factors (hydro_simple_scenario_id, generation_plant_id, year, month, hydro_min_flow_mw, hydro_avg_flow_mw) SELECT 21 as hydro_simple_scenario_id, 158053 as generation_plant_id, 2010 as year, month, hydro_min_flow_mw, hydro_avg_flow_mw FROM switch.hydro_historical_monthly_capacity_factors WHERE generation_plant_id = 1157631126 AND hydro_simple_scenario_id = 1;
INSERT INTO switch.hydro_historical_monthly_capacity_factors (hydro_simple_scenario_id, generation_plant_id, year, month, hydro_min_flow_mw, hydro_avg_flow_mw) SELECT 21 as hydro_simple_scenario_id, 158005 as generation_plant_id, 2010 as year, month, hydro_min_flow_mw, hydro_avg_flow_mw FROM switch.hydro_historical_monthly_capacity_factors WHERE generation_plant_id = 1157631078 AND hydro_simple_scenario_id = 1;
INSERT INTO switch.hydro_historical_monthly_capacity_factors (hydro_simple_scenario_id, generation_plant_id, year, month, hydro_min_flow_mw, hydro_avg_flow_mw) SELECT 21 as hydro_simple_scenario_id, 158003 as generation_plant_id, 2010 as year, month, hydro_min_flow_mw, hydro_avg_flow_mw FROM switch.hydro_historical_monthly_capacity_factors WHERE generation_plant_id = 1157631076 AND hydro_simple_scenario_id = 1;
INSERT INTO switch.hydro_historical_monthly_capacity_factors (hydro_simple_scenario_id, generation_plant_id, year, month, hydro_min_flow_mw, hydro_avg_flow_mw) SELECT 21 as hydro_simple_scenario_id, 157984 as generation_plant_id, 2010 as year, month, hydro_min_flow_mw, hydro_avg_flow_mw FROM switch.hydro_historical_monthly_capacity_factors WHERE generation_plant_id = 1157631057 AND hydro_simple_scenario_id = 1;
INSERT INTO switch.hydro_historical_monthly_capacity_factors (hydro_simple_scenario_id, generation_plant_id, year, month, hydro_min_flow_mw, hydro_avg_flow_mw) SELECT 21 as hydro_simple_scenario_id, 157902 as generation_plant_id, 2010 as year, month, hydro_min_flow_mw, hydro_avg_flow_mw FROM switch.hydro_historical_monthly_capacity_factors WHERE generation_plant_id = 5000886 AND hydro_simple_scenario_id = 1;
INSERT INTO switch.hydro_historical_monthly_capacity_factors (hydro_simple_scenario_id, generation_plant_id, year, month, hydro_min_flow_mw, hydro_avg_flow_mw) SELECT 21 as hydro_simple_scenario_id, 157903 as generation_plant_id, 2010 as year, month, hydro_min_flow_mw, hydro_avg_flow_mw FROM switch.hydro_historical_monthly_capacity_factors WHERE generation_plant_id = 5000887 AND hydro_simple_scenario_id = 1;
INSERT INTO switch.hydro_historical_monthly_capacity_factors (hydro_simple_scenario_id, generation_plant_id, year, month, hydro_min_flow_mw, hydro_avg_flow_mw) SELECT 21 as hydro_simple_scenario_id, 157955 as generation_plant_id, 2010 as year, month, hydro_min_flow_mw, hydro_avg_flow_mw FROM switch.hydro_historical_monthly_capacity_factors WHERE generation_plant_id = 1157631028 AND hydro_simple_scenario_id = 1;
INSERT INTO switch.hydro_historical_monthly_capacity_factors (hydro_simple_scenario_id, generation_plant_id, year, month, hydro_min_flow_mw, hydro_avg_flow_mw) SELECT 21 as hydro_simple_scenario_id, 157839 as generation_plant_id, 2010 as year, month, hydro_min_flow_mw, hydro_avg_flow_mw FROM switch.hydro_historical_monthly_capacity_factors WHERE generation_plant_id = 5000823 AND hydro_simple_scenario_id = 1;
INSERT INTO switch.hydro_historical_monthly_capacity_factors (hydro_simple_scenario_id, generation_plant_id, year, month, hydro_min_flow_mw, hydro_avg_flow_mw) SELECT 21 as hydro_simple_scenario_id, 157904 as generation_plant_id, 2010 as year, month, hydro_min_flow_mw, hydro_avg_flow_mw FROM switch.hydro_historical_monthly_capacity_factors WHERE generation_plant_id = 5000888 AND hydro_simple_scenario_id = 1;
INSERT INTO switch.hydro_historical_monthly_capacity_factors (hydro_simple_scenario_id, generation_plant_id, year, month, hydro_min_flow_mw, hydro_avg_flow_mw) SELECT 21 as hydro_simple_scenario_id, 158023 as generation_plant_id, 2010 as year, month, hydro_min_flow_mw, hydro_avg_flow_mw FROM switch.hydro_historical_monthly_capacity_factors WHERE generation_plant_id = 1157631096 AND hydro_simple_scenario_id = 1;
INSERT INTO switch.hydro_historical_monthly_capacity_factors (hydro_simple_scenario_id, generation_plant_id, year, month, hydro_min_flow_mw, hydro_avg_flow_mw) SELECT 21 as hydro_simple_scenario_id, 157989 as generation_plant_id, 2010 as year, month, hydro_min_flow_mw, hydro_avg_flow_mw FROM switch.hydro_historical_monthly_capacity_factors WHERE generation_plant_id = 1157631062 AND hydro_simple_scenario_id = 1;
INSERT INTO switch.hydro_historical_monthly_capacity_factors (hydro_simple_scenario_id, generation_plant_id, year, month, hydro_min_flow_mw, hydro_avg_flow_mw) SELECT 21 as hydro_simple_scenario_id, 157905 as generation_plant_id, 2010 as year, month, hydro_min_flow_mw, hydro_avg_flow_mw FROM switch.hydro_historical_monthly_capacity_factors WHERE generation_plant_id = 5000889 AND hydro_simple_scenario_id = 1;
INSERT INTO switch.hydro_historical_monthly_capacity_factors (hydro_simple_scenario_id, generation_plant_id, year, month, hydro_min_flow_mw, hydro_avg_flow_mw) SELECT 21 as hydro_simple_scenario_id, 157906 as generation_plant_id, 2010 as year, month, hydro_min_flow_mw, hydro_avg_flow_mw FROM switch.hydro_historical_monthly_capacity_factors WHERE generation_plant_id = 5000890 AND hydro_simple_scenario_id = 1;
INSERT INTO switch.hydro_historical_monthly_capacity_factors (hydro_simple_scenario_id, generation_plant_id, year, month, hydro_min_flow_mw, hydro_avg_flow_mw) SELECT 21 as hydro_simple_scenario_id, 157907 as generation_plant_id, 2010 as year, month, hydro_min_flow_mw, hydro_avg_flow_mw FROM switch.hydro_historical_monthly_capacity_factors WHERE generation_plant_id = 5000891 AND hydro_simple_scenario_id = 1;
INSERT INTO switch.hydro_historical_monthly_capacity_factors (hydro_simple_scenario_id, generation_plant_id, year, month, hydro_min_flow_mw, hydro_avg_flow_mw) SELECT 21 as hydro_simple_scenario_id, 157908 as generation_plant_id, 2010 as year, month, hydro_min_flow_mw, hydro_avg_flow_mw FROM switch.hydro_historical_monthly_capacity_factors WHERE generation_plant_id = 5000892 AND hydro_simple_scenario_id = 1;
INSERT INTO switch.hydro_historical_monthly_capacity_factors (hydro_simple_scenario_id, generation_plant_id, year, month, hydro_min_flow_mw, hydro_avg_flow_mw) SELECT 21 as hydro_simple_scenario_id, 158011 as generation_plant_id, 2010 as year, month, hydro_min_flow_mw, hydro_avg_flow_mw FROM switch.hydro_historical_monthly_capacity_factors WHERE generation_plant_id = 1157631084 AND hydro_simple_scenario_id = 1;
INSERT INTO switch.hydro_historical_monthly_capacity_factors (hydro_simple_scenario_id, generation_plant_id, year, month, hydro_min_flow_mw, hydro_avg_flow_mw) SELECT 21 as hydro_simple_scenario_id, 158013 as generation_plant_id, 2010 as year, month, hydro_min_flow_mw, hydro_avg_flow_mw FROM switch.hydro_historical_monthly_capacity_factors WHERE generation_plant_id = 1157631086 AND hydro_simple_scenario_id = 1;
INSERT INTO switch.hydro_historical_monthly_capacity_factors (hydro_simple_scenario_id, generation_plant_id, year, month, hydro_min_flow_mw, hydro_avg_flow_mw) SELECT 21 as hydro_simple_scenario_id, 157840 as generation_plant_id, 2010 as year, month, hydro_min_flow_mw, hydro_avg_flow_mw FROM switch.hydro_historical_monthly_capacity_factors WHERE generation_plant_id = 5000824 AND hydro_simple_scenario_id = 1;
INSERT INTO switch.hydro_historical_monthly_capacity_factors (hydro_simple_scenario_id, generation_plant_id, year, month, hydro_min_flow_mw, hydro_avg_flow_mw) SELECT 21 as hydro_simple_scenario_id, 158012 as generation_plant_id, 2010 as year, month, hydro_min_flow_mw, hydro_avg_flow_mw FROM switch.hydro_historical_monthly_capacity_factors WHERE generation_plant_id = 1157631085 AND hydro_simple_scenario_id = 1;
INSERT INTO switch.hydro_historical_monthly_capacity_factors (hydro_simple_scenario_id, generation_plant_id, year, month, hydro_min_flow_mw, hydro_avg_flow_mw) SELECT 21 as hydro_simple_scenario_id, 157909 as generation_plant_id, 2010 as year, month, hydro_min_flow_mw, hydro_avg_flow_mw FROM switch.hydro_historical_monthly_capacity_factors WHERE generation_plant_id = 5000893 AND hydro_simple_scenario_id = 1;
INSERT INTO switch.hydro_historical_monthly_capacity_factors (hydro_simple_scenario_id, generation_plant_id, year, month, hydro_min_flow_mw, hydro_avg_flow_mw) SELECT 21 as hydro_simple_scenario_id, 158002 as generation_plant_id, 2010 as year, month, hydro_min_flow_mw, hydro_avg_flow_mw FROM switch.hydro_historical_monthly_capacity_factors WHERE generation_plant_id = 1157631075 AND hydro_simple_scenario_id = 1;
INSERT INTO switch.hydro_historical_monthly_capacity_factors (hydro_simple_scenario_id, generation_plant_id, year, month, hydro_min_flow_mw, hydro_avg_flow_mw) SELECT 21 as hydro_simple_scenario_id, 157841 as generation_plant_id, 2010 as year, month, hydro_min_flow_mw, hydro_avg_flow_mw FROM switch.hydro_historical_monthly_capacity_factors WHERE generation_plant_id = 5000825 AND hydro_simple_scenario_id = 1;
INSERT INTO switch.hydro_historical_monthly_capacity_factors (hydro_simple_scenario_id, generation_plant_id, year, month, hydro_min_flow_mw, hydro_avg_flow_mw) SELECT 21 as hydro_simple_scenario_id, 157997 as generation_plant_id, 2010 as year, month, hydro_min_flow_mw, hydro_avg_flow_mw FROM switch.hydro_historical_monthly_capacity_factors WHERE generation_plant_id = 1157631070 AND hydro_simple_scenario_id = 1;
INSERT INTO switch.hydro_historical_monthly_capacity_factors (hydro_simple_scenario_id, generation_plant_id, year, month, hydro_min_flow_mw, hydro_avg_flow_mw) SELECT 21 as hydro_simple_scenario_id, 158004 as generation_plant_id, 2010 as year, month, hydro_min_flow_mw, hydro_avg_flow_mw FROM switch.hydro_historical_monthly_capacity_factors WHERE generation_plant_id = 1157631077 AND hydro_simple_scenario_id = 1;
INSERT INTO switch.hydro_historical_monthly_capacity_factors (hydro_simple_scenario_id, generation_plant_id, year, month, hydro_min_flow_mw, hydro_avg_flow_mw) SELECT 21 as hydro_simple_scenario_id, 157910 as generation_plant_id, 2010 as year, month, hydro_min_flow_mw, hydro_avg_flow_mw FROM switch.hydro_historical_monthly_capacity_factors WHERE generation_plant_id = 5000894 AND hydro_simple_scenario_id = 1;
INSERT INTO switch.hydro_historical_monthly_capacity_factors (hydro_simple_scenario_id, generation_plant_id, year, month, hydro_min_flow_mw, hydro_avg_flow_mw) SELECT 21 as hydro_simple_scenario_id, 157911 as generation_plant_id, 2010 as year, month, hydro_min_flow_mw, hydro_avg_flow_mw FROM switch.hydro_historical_monthly_capacity_factors WHERE generation_plant_id = 5000895 AND hydro_simple_scenario_id = 1;
INSERT INTO switch.hydro_historical_monthly_capacity_factors (hydro_simple_scenario_id, generation_plant_id, year, month, hydro_min_flow_mw, hydro_avg_flow_mw) SELECT 21 as hydro_simple_scenario_id, 157922 as generation_plant_id, 2010 as year, month, hydro_min_flow_mw, hydro_avg_flow_mw FROM switch.hydro_historical_monthly_capacity_factors WHERE generation_plant_id = 5000906 AND hydro_simple_scenario_id = 1;
INSERT INTO switch.hydro_historical_monthly_capacity_factors (hydro_simple_scenario_id, generation_plant_id, year, month, hydro_min_flow_mw, hydro_avg_flow_mw) SELECT 21 as hydro_simple_scenario_id, 157982 as generation_plant_id, 2010 as year, month, hydro_min_flow_mw, hydro_avg_flow_mw FROM switch.hydro_historical_monthly_capacity_factors WHERE generation_plant_id = 1157631055 AND hydro_simple_scenario_id = 1;
INSERT INTO switch.hydro_historical_monthly_capacity_factors (hydro_simple_scenario_id, generation_plant_id, year, month, hydro_min_flow_mw, hydro_avg_flow_mw) SELECT 21 as hydro_simple_scenario_id, 157981 as generation_plant_id, 2010 as year, month, hydro_min_flow_mw, hydro_avg_flow_mw FROM switch.hydro_historical_monthly_capacity_factors WHERE generation_plant_id = 1157631054 AND hydro_simple_scenario_id = 1;
INSERT INTO switch.hydro_historical_monthly_capacity_factors (hydro_simple_scenario_id, generation_plant_id, year, month, hydro_min_flow_mw, hydro_avg_flow_mw) SELECT 21 as hydro_simple_scenario_id, 157980 as generation_plant_id, 2010 as year, month, hydro_min_flow_mw, hydro_avg_flow_mw FROM switch.hydro_historical_monthly_capacity_factors WHERE generation_plant_id = 1157631053 AND hydro_simple_scenario_id = 1;
INSERT INTO switch.hydro_historical_monthly_capacity_factors (hydro_simple_scenario_id, generation_plant_id, year, month, hydro_min_flow_mw, hydro_avg_flow_mw) SELECT 21 as hydro_simple_scenario_id, 157942 as generation_plant_id, 2010 as year, month, hydro_min_flow_mw, hydro_avg_flow_mw FROM switch.hydro_historical_monthly_capacity_factors WHERE generation_plant_id = 1157631015 AND hydro_simple_scenario_id = 1;
INSERT INTO switch.hydro_historical_monthly_capacity_factors (hydro_simple_scenario_id, generation_plant_id, year, month, hydro_min_flow_mw, hydro_avg_flow_mw) SELECT 21 as hydro_simple_scenario_id, 157912 as generation_plant_id, 2010 as year, month, hydro_min_flow_mw, hydro_avg_flow_mw FROM switch.hydro_historical_monthly_capacity_factors WHERE generation_plant_id = 5000896 AND hydro_simple_scenario_id = 1;
INSERT INTO switch.hydro_historical_monthly_capacity_factors (hydro_simple_scenario_id, generation_plant_id, year, month, hydro_min_flow_mw, hydro_avg_flow_mw) SELECT 21 as hydro_simple_scenario_id, 157913 as generation_plant_id, 2010 as year, month, hydro_min_flow_mw, hydro_avg_flow_mw FROM switch.hydro_historical_monthly_capacity_factors WHERE generation_plant_id = 5000897 AND hydro_simple_scenario_id = 1;
INSERT INTO switch.hydro_historical_monthly_capacity_factors (hydro_simple_scenario_id, generation_plant_id, year, month, hydro_min_flow_mw, hydro_avg_flow_mw) SELECT 21 as hydro_simple_scenario_id, 157914 as generation_plant_id, 2010 as year, month, hydro_min_flow_mw, hydro_avg_flow_mw FROM switch.hydro_historical_monthly_capacity_factors WHERE generation_plant_id = 5000898 AND hydro_simple_scenario_id = 1;
INSERT INTO switch.hydro_historical_monthly_capacity_factors (hydro_simple_scenario_id, generation_plant_id, year, month, hydro_min_flow_mw, hydro_avg_flow_mw) SELECT 21 as hydro_simple_scenario_id, 157915 as generation_plant_id, 2010 as year, month, hydro_min_flow_mw, hydro_avg_flow_mw FROM switch.hydro_historical_monthly_capacity_factors WHERE generation_plant_id = 5000899 AND hydro_simple_scenario_id = 1;
INSERT INTO switch.hydro_historical_monthly_capacity_factors (hydro_simple_scenario_id, generation_plant_id, year, month, hydro_min_flow_mw, hydro_avg_flow_mw) SELECT 21 as hydro_simple_scenario_id, 157916 as generation_plant_id, 2010 as year, month, hydro_min_flow_mw, hydro_avg_flow_mw FROM switch.hydro_historical_monthly_capacity_factors WHERE generation_plant_id = 5000900 AND hydro_simple_scenario_id = 1;
INSERT INTO switch.hydro_historical_monthly_capacity_factors (hydro_simple_scenario_id, generation_plant_id, year, month, hydro_min_flow_mw, hydro_avg_flow_mw) SELECT 21 as hydro_simple_scenario_id, 157974 as generation_plant_id, 2010 as year, month, hydro_min_flow_mw, hydro_avg_flow_mw FROM switch.hydro_historical_monthly_capacity_factors WHERE generation_plant_id = 1157631047 AND hydro_simple_scenario_id = 1;
INSERT INTO switch.hydro_historical_monthly_capacity_factors (hydro_simple_scenario_id, generation_plant_id, year, month, hydro_min_flow_mw, hydro_avg_flow_mw) SELECT 21 as hydro_simple_scenario_id, 157976 as generation_plant_id, 2010 as year, month, hydro_min_flow_mw, hydro_avg_flow_mw FROM switch.hydro_historical_monthly_capacity_factors WHERE generation_plant_id = 1157631049 AND hydro_simple_scenario_id = 1;
INSERT INTO switch.hydro_historical_monthly_capacity_factors (hydro_simple_scenario_id, generation_plant_id, year, month, hydro_min_flow_mw, hydro_avg_flow_mw) SELECT 21 as hydro_simple_scenario_id, 157917 as generation_plant_id, 2010 as year, month, hydro_min_flow_mw, hydro_avg_flow_mw FROM switch.hydro_historical_monthly_capacity_factors WHERE generation_plant_id = 5000901 AND hydro_simple_scenario_id = 1;
INSERT INTO switch.hydro_historical_monthly_capacity_factors (hydro_simple_scenario_id, generation_plant_id, year, month, hydro_min_flow_mw, hydro_avg_flow_mw) SELECT 21 as hydro_simple_scenario_id, 157918 as generation_plant_id, 2010 as year, month, hydro_min_flow_mw, hydro_avg_flow_mw FROM switch.hydro_historical_monthly_capacity_factors WHERE generation_plant_id = 5000902 AND hydro_simple_scenario_id = 1;
INSERT INTO switch.hydro_historical_monthly_capacity_factors (hydro_simple_scenario_id, generation_plant_id, year, month, hydro_min_flow_mw, hydro_avg_flow_mw) SELECT 21 as hydro_simple_scenario_id, 157919 as generation_plant_id, 2010 as year, month, hydro_min_flow_mw, hydro_avg_flow_mw FROM switch.hydro_historical_monthly_capacity_factors WHERE generation_plant_id = 5000903 AND hydro_simple_scenario_id = 1;
INSERT INTO switch.hydro_historical_monthly_capacity_factors (hydro_simple_scenario_id, generation_plant_id, year, month, hydro_min_flow_mw, hydro_avg_flow_mw) SELECT 21 as hydro_simple_scenario_id, 157920 as generation_plant_id, 2010 as year, month, hydro_min_flow_mw, hydro_avg_flow_mw FROM switch.hydro_historical_monthly_capacity_factors WHERE generation_plant_id = 5000904 AND hydro_simple_scenario_id = 1;
INSERT INTO switch.hydro_historical_monthly_capacity_factors (hydro_simple_scenario_id, generation_plant_id, year, month, hydro_min_flow_mw, hydro_avg_flow_mw) SELECT 21 as hydro_simple_scenario_id, 157921 as generation_plant_id, 2010 as year, month, hydro_min_flow_mw, hydro_avg_flow_mw FROM switch.hydro_historical_monthly_capacity_factors WHERE generation_plant_id = 5000905 AND hydro_simple_scenario_id = 1;
INSERT INTO switch.hydro_historical_monthly_capacity_factors (hydro_simple_scenario_id, generation_plant_id, year, month, hydro_min_flow_mw, hydro_avg_flow_mw) SELECT 21 as hydro_simple_scenario_id, 157842 as generation_plant_id, 2010 as year, month, hydro_min_flow_mw, hydro_avg_flow_mw FROM switch.hydro_historical_monthly_capacity_factors WHERE generation_plant_id = 5000826 AND hydro_simple_scenario_id = 1;
INSERT INTO switch.hydro_historical_monthly_capacity_factors (hydro_simple_scenario_id, generation_plant_id, year, month, hydro_min_flow_mw, hydro_avg_flow_mw) SELECT 21 as hydro_simple_scenario_id, 157924 as generation_plant_id, 2010 as year, month, hydro_min_flow_mw, hydro_avg_flow_mw FROM switch.hydro_historical_monthly_capacity_factors WHERE generation_plant_id = 5000908 AND hydro_simple_scenario_id = 1;
INSERT INTO switch.hydro_historical_monthly_capacity_factors (hydro_simple_scenario_id, generation_plant_id, year, month, hydro_min_flow_mw, hydro_avg_flow_mw) SELECT 21 as hydro_simple_scenario_id, 157923 as generation_plant_id, 2010 as year, month, hydro_min_flow_mw, hydro_avg_flow_mw FROM switch.hydro_historical_monthly_capacity_factors WHERE generation_plant_id = 5000907 AND hydro_simple_scenario_id = 1;
INSERT INTO switch.hydro_historical_monthly_capacity_factors (hydro_simple_scenario_id, generation_plant_id, year, month, hydro_min_flow_mw, hydro_avg_flow_mw) SELECT 21 as hydro_simple_scenario_id, 157925 as generation_plant_id, 2010 as year, month, hydro_min_flow_mw, hydro_avg_flow_mw FROM switch.hydro_historical_monthly_capacity_factors WHERE generation_plant_id = 5000909 AND hydro_simple_scenario_id = 1;
INSERT INTO switch.hydro_historical_monthly_capacity_factors (hydro_simple_scenario_id, generation_plant_id, year, month, hydro_min_flow_mw, hydro_avg_flow_mw) SELECT 21 as hydro_simple_scenario_id, 157926 as generation_plant_id, 2010 as year, month, hydro_min_flow_mw, hydro_avg_flow_mw FROM switch.hydro_historical_monthly_capacity_factors WHERE generation_plant_id = 5000910 AND hydro_simple_scenario_id = 1;
INSERT INTO switch.hydro_historical_monthly_capacity_factors (hydro_simple_scenario_id, generation_plant_id, year, month, hydro_min_flow_mw, hydro_avg_flow_mw) SELECT 21 as hydro_simple_scenario_id, 158017 as generation_plant_id, 2010 as year, month, hydro_min_flow_mw, hydro_avg_flow_mw FROM switch.hydro_historical_monthly_capacity_factors WHERE generation_plant_id = 1157631090 AND hydro_simple_scenario_id = 1;
INSERT INTO switch.hydro_historical_monthly_capacity_factors (hydro_simple_scenario_id, generation_plant_id, year, month, hydro_min_flow_mw, hydro_avg_flow_mw) SELECT 21 as hydro_simple_scenario_id, 158016 as generation_plant_id, 2010 as year, month, hydro_min_flow_mw, hydro_avg_flow_mw FROM switch.hydro_historical_monthly_capacity_factors WHERE generation_plant_id = 1157631089 AND hydro_simple_scenario_id = 1;
INSERT INTO switch.hydro_historical_monthly_capacity_factors (hydro_simple_scenario_id, generation_plant_id, year, month, hydro_min_flow_mw, hydro_avg_flow_mw) SELECT 21 as hydro_simple_scenario_id, 158015 as generation_plant_id, 2010 as year, month, hydro_min_flow_mw, hydro_avg_flow_mw FROM switch.hydro_historical_monthly_capacity_factors WHERE generation_plant_id = 1157631088 AND hydro_simple_scenario_id = 1;
INSERT INTO switch.hydro_historical_monthly_capacity_factors (hydro_simple_scenario_id, generation_plant_id, year, month, hydro_min_flow_mw, hydro_avg_flow_mw) SELECT 21 as hydro_simple_scenario_id, 157975 as generation_plant_id, 2010 as year, month, hydro_min_flow_mw, hydro_avg_flow_mw FROM switch.hydro_historical_monthly_capacity_factors WHERE generation_plant_id = 1157631048 AND hydro_simple_scenario_id = 1;
INSERT INTO switch.hydro_historical_monthly_capacity_factors (hydro_simple_scenario_id, generation_plant_id, year, month, hydro_min_flow_mw, hydro_avg_flow_mw) SELECT 21 as hydro_simple_scenario_id, 157977 as generation_plant_id, 2010 as year, month, hydro_min_flow_mw, hydro_avg_flow_mw FROM switch.hydro_historical_monthly_capacity_factors WHERE generation_plant_id = 1157631050 AND hydro_simple_scenario_id = 1;
INSERT INTO switch.hydro_historical_monthly_capacity_factors (hydro_simple_scenario_id, generation_plant_id, year, month, hydro_min_flow_mw, hydro_avg_flow_mw) SELECT 21 as hydro_simple_scenario_id, 157963 as generation_plant_id, 2010 as year, month, hydro_min_flow_mw, hydro_avg_flow_mw FROM switch.hydro_historical_monthly_capacity_factors WHERE generation_plant_id = 1157631036 AND hydro_simple_scenario_id = 1;
INSERT INTO switch.hydro_historical_monthly_capacity_factors (hydro_simple_scenario_id, generation_plant_id, year, month, hydro_min_flow_mw, hydro_avg_flow_mw) SELECT 21 as hydro_simple_scenario_id, 157964 as generation_plant_id, 2010 as year, month, hydro_min_flow_mw, hydro_avg_flow_mw FROM switch.hydro_historical_monthly_capacity_factors WHERE generation_plant_id = 1157631037 AND hydro_simple_scenario_id = 1;
INSERT INTO switch.hydro_historical_monthly_capacity_factors (hydro_simple_scenario_id, generation_plant_id, year, month, hydro_min_flow_mw, hydro_avg_flow_mw) SELECT 21 as hydro_simple_scenario_id, 157965 as generation_plant_id, 2010 as year, month, hydro_min_flow_mw, hydro_avg_flow_mw FROM switch.hydro_historical_monthly_capacity_factors WHERE generation_plant_id = 1157631038 AND hydro_simple_scenario_id = 1;
INSERT INTO switch.hydro_historical_monthly_capacity_factors (hydro_simple_scenario_id, generation_plant_id, year, month, hydro_min_flow_mw, hydro_avg_flow_mw) SELECT 21 as hydro_simple_scenario_id, 157966 as generation_plant_id, 2010 as year, month, hydro_min_flow_mw, hydro_avg_flow_mw FROM switch.hydro_historical_monthly_capacity_factors WHERE generation_plant_id = 1157631039 AND hydro_simple_scenario_id = 1;
INSERT INTO switch.hydro_historical_monthly_capacity_factors (hydro_simple_scenario_id, generation_plant_id, year, month, hydro_min_flow_mw, hydro_avg_flow_mw) SELECT 21 as hydro_simple_scenario_id, 158043 as generation_plant_id, 2010 as year, month, hydro_min_flow_mw, hydro_avg_flow_mw FROM switch.hydro_historical_monthly_capacity_factors WHERE generation_plant_id = 1157631116 AND hydro_simple_scenario_id = 1;
INSERT INTO switch.hydro_historical_monthly_capacity_factors (hydro_simple_scenario_id, generation_plant_id, year, month, hydro_min_flow_mw, hydro_avg_flow_mw) SELECT 21 as hydro_simple_scenario_id, 158040 as generation_plant_id, 2010 as year, month, hydro_min_flow_mw, hydro_avg_flow_mw FROM switch.hydro_historical_monthly_capacity_factors WHERE generation_plant_id = 1157631113 AND hydro_simple_scenario_id = 1;
INSERT INTO switch.hydro_historical_monthly_capacity_factors (hydro_simple_scenario_id, generation_plant_id, year, month, hydro_min_flow_mw, hydro_avg_flow_mw) SELECT 21 as hydro_simple_scenario_id, 157843 as generation_plant_id, 2010 as year, month, hydro_min_flow_mw, hydro_avg_flow_mw FROM switch.hydro_historical_monthly_capacity_factors WHERE generation_plant_id = 5000827 AND hydro_simple_scenario_id = 1;
INSERT INTO switch.hydro_historical_monthly_capacity_factors (hydro_simple_scenario_id, generation_plant_id, year, month, hydro_min_flow_mw, hydro_avg_flow_mw) SELECT 21 as hydro_simple_scenario_id, 157927 as generation_plant_id, 2010 as year, month, hydro_min_flow_mw, hydro_avg_flow_mw FROM switch.hydro_historical_monthly_capacity_factors WHERE generation_plant_id = 5000911 AND hydro_simple_scenario_id = 1;
INSERT INTO switch.hydro_historical_monthly_capacity_factors (hydro_simple_scenario_id, generation_plant_id, year, month, hydro_min_flow_mw, hydro_avg_flow_mw) SELECT 21 as hydro_simple_scenario_id, 157928 as generation_plant_id, 2010 as year, month, hydro_min_flow_mw, hydro_avg_flow_mw FROM switch.hydro_historical_monthly_capacity_factors WHERE generation_plant_id = 5000912 AND hydro_simple_scenario_id = 1;
INSERT INTO switch.hydro_historical_monthly_capacity_factors (hydro_simple_scenario_id, generation_plant_id, year, month, hydro_min_flow_mw, hydro_avg_flow_mw) SELECT 21 as hydro_simple_scenario_id, 157844 as generation_plant_id, 2010 as year, month, hydro_min_flow_mw, hydro_avg_flow_mw FROM switch.hydro_historical_monthly_capacity_factors WHERE generation_plant_id = 5000828 AND hydro_simple_scenario_id = 1;
INSERT INTO switch.hydro_historical_monthly_capacity_factors (hydro_simple_scenario_id, generation_plant_id, year, month, hydro_min_flow_mw, hydro_avg_flow_mw) SELECT 21 as hydro_simple_scenario_id, 157929 as generation_plant_id, 2010 as year, month, hydro_min_flow_mw, hydro_avg_flow_mw FROM switch.hydro_historical_monthly_capacity_factors WHERE generation_plant_id = 5000913 AND hydro_simple_scenario_id = 1;
INSERT INTO switch.hydro_historical_monthly_capacity_factors (hydro_simple_scenario_id, generation_plant_id, year, month, hydro_min_flow_mw, hydro_avg_flow_mw) SELECT 21 as hydro_simple_scenario_id, 157930 as generation_plant_id, 2010 as year, month, hydro_min_flow_mw, hydro_avg_flow_mw FROM switch.hydro_historical_monthly_capacity_factors WHERE generation_plant_id = 5000914 AND hydro_simple_scenario_id = 1;
INSERT INTO switch.hydro_historical_monthly_capacity_factors (hydro_simple_scenario_id, generation_plant_id, year, month, hydro_min_flow_mw, hydro_avg_flow_mw) SELECT 21 as hydro_simple_scenario_id, 157931 as generation_plant_id, 2010 as year, month, hydro_min_flow_mw, hydro_avg_flow_mw FROM switch.hydro_historical_monthly_capacity_factors WHERE generation_plant_id = 5000915 AND hydro_simple_scenario_id = 1;
INSERT INTO switch.hydro_historical_monthly_capacity_factors (hydro_simple_scenario_id, generation_plant_id, year, month, hydro_min_flow_mw, hydro_avg_flow_mw) SELECT 21 as hydro_simple_scenario_id, 157932 as generation_plant_id, 2010 as year, month, hydro_min_flow_mw, hydro_avg_flow_mw FROM switch.hydro_historical_monthly_capacity_factors WHERE generation_plant_id = 5000916 AND hydro_simple_scenario_id = 1;
INSERT INTO switch.hydro_historical_monthly_capacity_factors (hydro_simple_scenario_id, generation_plant_id, year, month, hydro_min_flow_mw, hydro_avg_flow_mw) SELECT 21 as hydro_simple_scenario_id, 157933 as generation_plant_id, 2010 as year, month, hydro_min_flow_mw, hydro_avg_flow_mw FROM switch.hydro_historical_monthly_capacity_factors WHERE generation_plant_id = 5000917 AND hydro_simple_scenario_id = 1;
INSERT INTO switch.hydro_historical_monthly_capacity_factors (hydro_simple_scenario_id, generation_plant_id, year, month, hydro_min_flow_mw, hydro_avg_flow_mw) SELECT 21 as hydro_simple_scenario_id, 157934 as generation_plant_id, 2010 as year, month, hydro_min_flow_mw, hydro_avg_flow_mw FROM switch.hydro_historical_monthly_capacity_factors WHERE generation_plant_id = 5000918 AND hydro_simple_scenario_id = 1;
INSERT INTO switch.hydro_historical_monthly_capacity_factors (hydro_simple_scenario_id, generation_plant_id, year, month, hydro_min_flow_mw, hydro_avg_flow_mw) SELECT 21 as hydro_simple_scenario_id, 158010 as generation_plant_id, 2010 as year, month, hydro_min_flow_mw, hydro_avg_flow_mw FROM switch.hydro_historical_monthly_capacity_factors WHERE generation_plant_id = 1157631083 AND hydro_simple_scenario_id = 1;
INSERT INTO switch.hydro_historical_monthly_capacity_factors (hydro_simple_scenario_id, generation_plant_id, year, month, hydro_min_flow_mw, hydro_avg_flow_mw) SELECT 21 as hydro_simple_scenario_id, 157952 as generation_plant_id, 2010 as year, month, hydro_min_flow_mw, hydro_avg_flow_mw FROM switch.hydro_historical_monthly_capacity_factors WHERE generation_plant_id = 1157631025 AND hydro_simple_scenario_id = 1;
INSERT INTO switch.hydro_historical_monthly_capacity_factors (hydro_simple_scenario_id, generation_plant_id, year, month, hydro_min_flow_mw, hydro_avg_flow_mw) SELECT 21 as hydro_simple_scenario_id, 157949 as generation_plant_id, 2010 as year, month, hydro_min_flow_mw, hydro_avg_flow_mw FROM switch.hydro_historical_monthly_capacity_factors WHERE generation_plant_id = 1157631022 AND hydro_simple_scenario_id = 1;
INSERT INTO switch.hydro_historical_monthly_capacity_factors (hydro_simple_scenario_id, generation_plant_id, year, month, hydro_min_flow_mw, hydro_avg_flow_mw) SELECT 21 as hydro_simple_scenario_id, 157962 as generation_plant_id, 2010 as year, month, hydro_min_flow_mw, hydro_avg_flow_mw FROM switch.hydro_historical_monthly_capacity_factors WHERE generation_plant_id = 1157631035 AND hydro_simple_scenario_id = 1;
INSERT INTO switch.hydro_historical_monthly_capacity_factors (hydro_simple_scenario_id, generation_plant_id, year, month, hydro_min_flow_mw, hydro_avg_flow_mw) SELECT 21 as hydro_simple_scenario_id, 157935 as generation_plant_id, 2010 as year, month, hydro_min_flow_mw, hydro_avg_flow_mw FROM switch.hydro_historical_monthly_capacity_factors WHERE generation_plant_id = 5000919 AND hydro_simple_scenario_id = 1;
INSERT INTO switch.hydro_historical_monthly_capacity_factors (hydro_simple_scenario_id, generation_plant_id, year, month, hydro_min_flow_mw, hydro_avg_flow_mw) SELECT 21 as hydro_simple_scenario_id, 157936 as generation_plant_id, 2010 as year, month, hydro_min_flow_mw, hydro_avg_flow_mw FROM switch.hydro_historical_monthly_capacity_factors WHERE generation_plant_id = 5000920 AND hydro_simple_scenario_id = 1;
INSERT INTO switch.hydro_historical_monthly_capacity_factors (hydro_simple_scenario_id, generation_plant_id, year, month, hydro_min_flow_mw, hydro_avg_flow_mw) SELECT 21 as hydro_simple_scenario_id, 158007 as generation_plant_id, 2010 as year, month, hydro_min_flow_mw, hydro_avg_flow_mw FROM switch.hydro_historical_monthly_capacity_factors WHERE generation_plant_id = 1157631080 AND hydro_simple_scenario_id = 1;
INSERT INTO switch.hydro_historical_monthly_capacity_factors (hydro_simple_scenario_id, generation_plant_id, year, month, hydro_min_flow_mw, hydro_avg_flow_mw) SELECT 21 as hydro_simple_scenario_id, 157937 as generation_plant_id, 2010 as year, month, hydro_min_flow_mw, hydro_avg_flow_mw FROM switch.hydro_historical_monthly_capacity_factors WHERE generation_plant_id = 5000921 AND hydro_simple_scenario_id = 1;
INSERT INTO switch.hydro_historical_monthly_capacity_factors (hydro_simple_scenario_id, generation_plant_id, year, month, hydro_min_flow_mw, hydro_avg_flow_mw) SELECT 21 as hydro_simple_scenario_id, 157938 as generation_plant_id, 2010 as year, month, hydro_min_flow_mw, hydro_avg_flow_mw FROM switch.hydro_historical_monthly_capacity_factors WHERE generation_plant_id = 5000922 AND hydro_simple_scenario_id = 1;
INSERT INTO switch.hydro_historical_monthly_capacity_factors (hydro_simple_scenario_id, generation_plant_id, year, month, hydro_min_flow_mw, hydro_avg_flow_mw) SELECT 21 as hydro_simple_scenario_id, 157845 as generation_plant_id, 2010 as year, month, hydro_min_flow_mw, hydro_avg_flow_mw FROM switch.hydro_historical_monthly_capacity_factors WHERE generation_plant_id = 5000829 AND hydro_simple_scenario_id = 1;
INSERT INTO switch.hydro_historical_monthly_capacity_factors (hydro_simple_scenario_id, generation_plant_id, year, month, hydro_min_flow_mw, hydro_avg_flow_mw) SELECT 21 as hydro_simple_scenario_id, 158055 as generation_plant_id, 2010 as year, month, hydro_min_flow_mw, hydro_avg_flow_mw FROM switch.hydro_historical_monthly_capacity_factors WHERE generation_plant_id = 1157631128 AND hydro_simple_scenario_id = 1;
INSERT INTO switch.hydro_historical_monthly_capacity_factors (hydro_simple_scenario_id, generation_plant_id, year, month, hydro_min_flow_mw, hydro_avg_flow_mw) SELECT 21 as hydro_simple_scenario_id, 158056 as generation_plant_id, 2010 as year, month, hydro_min_flow_mw, hydro_avg_flow_mw FROM switch.hydro_historical_monthly_capacity_factors WHERE generation_plant_id = 1157631129 AND hydro_simple_scenario_id = 1;
INSERT INTO switch.hydro_historical_monthly_capacity_factors (hydro_simple_scenario_id, generation_plant_id, year, month, hydro_min_flow_mw, hydro_avg_flow_mw) SELECT 21 as hydro_simple_scenario_id, 157939 as generation_plant_id, 2010 as year, month, hydro_min_flow_mw, hydro_avg_flow_mw FROM switch.hydro_historical_monthly_capacity_factors WHERE generation_plant_id = 5000923 AND hydro_simple_scenario_id = 1;
INSERT INTO switch.hydro_historical_monthly_capacity_factors (hydro_simple_scenario_id, generation_plant_id, year, month, hydro_min_flow_mw, hydro_avg_flow_mw) SELECT 21 as hydro_simple_scenario_id, 158059 as generation_plant_id, 2010 as year, month, hydro_min_flow_mw, hydro_avg_flow_mw FROM switch.hydro_historical_monthly_capacity_factors WHERE generation_plant_id = 1157631165 AND hydro_simple_scenario_id = 1;
INSERT INTO switch.hydro_historical_monthly_capacity_factors (hydro_simple_scenario_id, generation_plant_id, year, month, hydro_min_flow_mw, hydro_avg_flow_mw) SELECT 21 as hydro_simple_scenario_id, 158068 as generation_plant_id, 2010 as year, month, hydro_min_flow_mw, hydro_avg_flow_mw FROM switch.hydro_historical_monthly_capacity_factors WHERE generation_plant_id = 1157631174 AND hydro_simple_scenario_id = 1;
INSERT INTO switch.hydro_historical_monthly_capacity_factors (hydro_simple_scenario_id, generation_plant_id, year, month, hydro_min_flow_mw, hydro_avg_flow_mw) SELECT 21 as hydro_simple_scenario_id, 158069 as generation_plant_id, 2010 as year, month, hydro_min_flow_mw, hydro_avg_flow_mw FROM switch.hydro_historical_monthly_capacity_factors WHERE generation_plant_id = 1157631175 AND hydro_simple_scenario_id = 1;
INSERT INTO switch.hydro_historical_monthly_capacity_factors (hydro_simple_scenario_id, generation_plant_id, year, month, hydro_min_flow_mw, hydro_avg_flow_mw) SELECT 21 as hydro_simple_scenario_id, 158070 as generation_plant_id, 2010 as year, month, hydro_min_flow_mw, hydro_avg_flow_mw FROM switch.hydro_historical_monthly_capacity_factors WHERE generation_plant_id = 1157631176 AND hydro_simple_scenario_id = 1;
INSERT INTO switch.hydro_historical_monthly_capacity_factors (hydro_simple_scenario_id, generation_plant_id, year, month, hydro_min_flow_mw, hydro_avg_flow_mw) SELECT 21 as hydro_simple_scenario_id, 158071 as generation_plant_id, 2010 as year, month, hydro_min_flow_mw, hydro_avg_flow_mw FROM switch.hydro_historical_monthly_capacity_factors WHERE generation_plant_id = 1157631177 AND hydro_simple_scenario_id = 1;
INSERT INTO switch.hydro_historical_monthly_capacity_factors (hydro_simple_scenario_id, generation_plant_id, year, month, hydro_min_flow_mw, hydro_avg_flow_mw) SELECT 21 as hydro_simple_scenario_id, 158072 as generation_plant_id, 2010 as year, month, hydro_min_flow_mw, hydro_avg_flow_mw FROM switch.hydro_historical_monthly_capacity_factors WHERE generation_plant_id = 1157631178 AND hydro_simple_scenario_id = 1;
INSERT INTO switch.hydro_historical_monthly_capacity_factors (hydro_simple_scenario_id, generation_plant_id, year, month, hydro_min_flow_mw, hydro_avg_flow_mw) SELECT 21 as hydro_simple_scenario_id, 158073 as generation_plant_id, 2010 as year, month, hydro_min_flow_mw, hydro_avg_flow_mw FROM switch.hydro_historical_monthly_capacity_factors WHERE generation_plant_id = 1157631179 AND hydro_simple_scenario_id = 1;
INSERT INTO switch.hydro_historical_monthly_capacity_factors (hydro_simple_scenario_id, generation_plant_id, year, month, hydro_min_flow_mw, hydro_avg_flow_mw) SELECT 21 as hydro_simple_scenario_id, 158074 as generation_plant_id, 2010 as year, month, hydro_min_flow_mw, hydro_avg_flow_mw FROM switch.hydro_historical_monthly_capacity_factors WHERE generation_plant_id = 1157631180 AND hydro_simple_scenario_id = 1;
INSERT INTO switch.hydro_historical_monthly_capacity_factors (hydro_simple_scenario_id, generation_plant_id, year, month, hydro_min_flow_mw, hydro_avg_flow_mw) SELECT 21 as hydro_simple_scenario_id, 158075 as generation_plant_id, 2010 as year, month, hydro_min_flow_mw, hydro_avg_flow_mw FROM switch.hydro_historical_monthly_capacity_factors WHERE generation_plant_id = 1157631181 AND hydro_simple_scenario_id = 1;
INSERT INTO switch.hydro_historical_monthly_capacity_factors (hydro_simple_scenario_id, generation_plant_id, year, month, hydro_min_flow_mw, hydro_avg_flow_mw) SELECT 21 as hydro_simple_scenario_id, 158076 as generation_plant_id, 2010 as year, month, hydro_min_flow_mw, hydro_avg_flow_mw FROM switch.hydro_historical_monthly_capacity_factors WHERE generation_plant_id = 1157631182 AND hydro_simple_scenario_id = 1;
INSERT INTO switch.hydro_historical_monthly_capacity_factors (hydro_simple_scenario_id, generation_plant_id, year, month, hydro_min_flow_mw, hydro_avg_flow_mw) SELECT 21 as hydro_simple_scenario_id, 158077 as generation_plant_id, 2010 as year, month, hydro_min_flow_mw, hydro_avg_flow_mw FROM switch.hydro_historical_monthly_capacity_factors WHERE generation_plant_id = 1157631183 AND hydro_simple_scenario_id = 1;
INSERT INTO switch.hydro_historical_monthly_capacity_factors (hydro_simple_scenario_id, generation_plant_id, year, month, hydro_min_flow_mw, hydro_avg_flow_mw) SELECT 21 as hydro_simple_scenario_id, 158060 as generation_plant_id, 2010 as year, month, hydro_min_flow_mw, hydro_avg_flow_mw FROM switch.hydro_historical_monthly_capacity_factors WHERE generation_plant_id = 1157631166 AND hydro_simple_scenario_id = 1;
INSERT INTO switch.hydro_historical_monthly_capacity_factors (hydro_simple_scenario_id, generation_plant_id, year, month, hydro_min_flow_mw, hydro_avg_flow_mw) SELECT 21 as hydro_simple_scenario_id, 158078 as generation_plant_id, 2010 as year, month, hydro_min_flow_mw, hydro_avg_flow_mw FROM switch.hydro_historical_monthly_capacity_factors WHERE generation_plant_id = 1157631184 AND hydro_simple_scenario_id = 1;
INSERT INTO switch.hydro_historical_monthly_capacity_factors (hydro_simple_scenario_id, generation_plant_id, year, month, hydro_min_flow_mw, hydro_avg_flow_mw) SELECT 21 as hydro_simple_scenario_id, 158079 as generation_plant_id, 2010 as year, month, hydro_min_flow_mw, hydro_avg_flow_mw FROM switch.hydro_historical_monthly_capacity_factors WHERE generation_plant_id = 1157631185 AND hydro_simple_scenario_id = 1;
INSERT INTO switch.hydro_historical_monthly_capacity_factors (hydro_simple_scenario_id, generation_plant_id, year, month, hydro_min_flow_mw, hydro_avg_flow_mw) SELECT 21 as hydro_simple_scenario_id, 158080 as generation_plant_id, 2010 as year, month, hydro_min_flow_mw, hydro_avg_flow_mw FROM switch.hydro_historical_monthly_capacity_factors WHERE generation_plant_id = 1157631186 AND hydro_simple_scenario_id = 1;
INSERT INTO switch.hydro_historical_monthly_capacity_factors (hydro_simple_scenario_id, generation_plant_id, year, month, hydro_min_flow_mw, hydro_avg_flow_mw) SELECT 21 as hydro_simple_scenario_id, 158081 as generation_plant_id, 2010 as year, month, hydro_min_flow_mw, hydro_avg_flow_mw FROM switch.hydro_historical_monthly_capacity_factors WHERE generation_plant_id = 1157631187 AND hydro_simple_scenario_id = 1;
INSERT INTO switch.hydro_historical_monthly_capacity_factors (hydro_simple_scenario_id, generation_plant_id, year, month, hydro_min_flow_mw, hydro_avg_flow_mw) SELECT 21 as hydro_simple_scenario_id, 158082 as generation_plant_id, 2010 as year, month, hydro_min_flow_mw, hydro_avg_flow_mw FROM switch.hydro_historical_monthly_capacity_factors WHERE generation_plant_id = 1157631188 AND hydro_simple_scenario_id = 1;
INSERT INTO switch.hydro_historical_monthly_capacity_factors (hydro_simple_scenario_id, generation_plant_id, year, month, hydro_min_flow_mw, hydro_avg_flow_mw) SELECT 21 as hydro_simple_scenario_id, 158083 as generation_plant_id, 2010 as year, month, hydro_min_flow_mw, hydro_avg_flow_mw FROM switch.hydro_historical_monthly_capacity_factors WHERE generation_plant_id = 1157631189 AND hydro_simple_scenario_id = 1;
INSERT INTO switch.hydro_historical_monthly_capacity_factors (hydro_simple_scenario_id, generation_plant_id, year, month, hydro_min_flow_mw, hydro_avg_flow_mw) SELECT 21 as hydro_simple_scenario_id, 158084 as generation_plant_id, 2010 as year, month, hydro_min_flow_mw, hydro_avg_flow_mw FROM switch.hydro_historical_monthly_capacity_factors WHERE generation_plant_id = 1157631190 AND hydro_simple_scenario_id = 1;
INSERT INTO switch.hydro_historical_monthly_capacity_factors (hydro_simple_scenario_id, generation_plant_id, year, month, hydro_min_flow_mw, hydro_avg_flow_mw) SELECT 21 as hydro_simple_scenario_id, 158085 as generation_plant_id, 2010 as year, month, hydro_min_flow_mw, hydro_avg_flow_mw FROM switch.hydro_historical_monthly_capacity_factors WHERE generation_plant_id = 1157631191 AND hydro_simple_scenario_id = 1;
INSERT INTO switch.hydro_historical_monthly_capacity_factors (hydro_simple_scenario_id, generation_plant_id, year, month, hydro_min_flow_mw, hydro_avg_flow_mw) SELECT 21 as hydro_simple_scenario_id, 158086 as generation_plant_id, 2010 as year, month, hydro_min_flow_mw, hydro_avg_flow_mw FROM switch.hydro_historical_monthly_capacity_factors WHERE generation_plant_id = 1157631192 AND hydro_simple_scenario_id = 1;
INSERT INTO switch.hydro_historical_monthly_capacity_factors (hydro_simple_scenario_id, generation_plant_id, year, month, hydro_min_flow_mw, hydro_avg_flow_mw) SELECT 21 as hydro_simple_scenario_id, 158087 as generation_plant_id, 2010 as year, month, hydro_min_flow_mw, hydro_avg_flow_mw FROM switch.hydro_historical_monthly_capacity_factors WHERE generation_plant_id = 1157631193 AND hydro_simple_scenario_id = 1;
INSERT INTO switch.hydro_historical_monthly_capacity_factors (hydro_simple_scenario_id, generation_plant_id, year, month, hydro_min_flow_mw, hydro_avg_flow_mw) SELECT 21 as hydro_simple_scenario_id, 158061 as generation_plant_id, 2010 as year, month, hydro_min_flow_mw, hydro_avg_flow_mw FROM switch.hydro_historical_monthly_capacity_factors WHERE generation_plant_id = 1157631167 AND hydro_simple_scenario_id = 1;
INSERT INTO switch.hydro_historical_monthly_capacity_factors (hydro_simple_scenario_id, generation_plant_id, year, month, hydro_min_flow_mw, hydro_avg_flow_mw) SELECT 21 as hydro_simple_scenario_id, 158088 as generation_plant_id, 2010 as year, month, hydro_min_flow_mw, hydro_avg_flow_mw FROM switch.hydro_historical_monthly_capacity_factors WHERE generation_plant_id = 1157631194 AND hydro_simple_scenario_id = 1;
INSERT INTO switch.hydro_historical_monthly_capacity_factors (hydro_simple_scenario_id, generation_plant_id, year, month, hydro_min_flow_mw, hydro_avg_flow_mw) SELECT 21 as hydro_simple_scenario_id, 158089 as generation_plant_id, 2010 as year, month, hydro_min_flow_mw, hydro_avg_flow_mw FROM switch.hydro_historical_monthly_capacity_factors WHERE generation_plant_id = 1157631195 AND hydro_simple_scenario_id = 1;
INSERT INTO switch.hydro_historical_monthly_capacity_factors (hydro_simple_scenario_id, generation_plant_id, year, month, hydro_min_flow_mw, hydro_avg_flow_mw) SELECT 21 as hydro_simple_scenario_id, 158090 as generation_plant_id, 2010 as year, month, hydro_min_flow_mw, hydro_avg_flow_mw FROM switch.hydro_historical_monthly_capacity_factors WHERE generation_plant_id = 1157631196 AND hydro_simple_scenario_id = 1;
INSERT INTO switch.hydro_historical_monthly_capacity_factors (hydro_simple_scenario_id, generation_plant_id, year, month, hydro_min_flow_mw, hydro_avg_flow_mw) SELECT 21 as hydro_simple_scenario_id, 158091 as generation_plant_id, 2010 as year, month, hydro_min_flow_mw, hydro_avg_flow_mw FROM switch.hydro_historical_monthly_capacity_factors WHERE generation_plant_id = 1157631197 AND hydro_simple_scenario_id = 1;
INSERT INTO switch.hydro_historical_monthly_capacity_factors (hydro_simple_scenario_id, generation_plant_id, year, month, hydro_min_flow_mw, hydro_avg_flow_mw) SELECT 21 as hydro_simple_scenario_id, 158092 as generation_plant_id, 2010 as year, month, hydro_min_flow_mw, hydro_avg_flow_mw FROM switch.hydro_historical_monthly_capacity_factors WHERE generation_plant_id = 1157631198 AND hydro_simple_scenario_id = 1;
INSERT INTO switch.hydro_historical_monthly_capacity_factors (hydro_simple_scenario_id, generation_plant_id, year, month, hydro_min_flow_mw, hydro_avg_flow_mw) SELECT 21 as hydro_simple_scenario_id, 158062 as generation_plant_id, 2010 as year, month, hydro_min_flow_mw, hydro_avg_flow_mw FROM switch.hydro_historical_monthly_capacity_factors WHERE generation_plant_id = 1157631168 AND hydro_simple_scenario_id = 1;
INSERT INTO switch.hydro_historical_monthly_capacity_factors (hydro_simple_scenario_id, generation_plant_id, year, month, hydro_min_flow_mw, hydro_avg_flow_mw) SELECT 21 as hydro_simple_scenario_id, 158063 as generation_plant_id, 2010 as year, month, hydro_min_flow_mw, hydro_avg_flow_mw FROM switch.hydro_historical_monthly_capacity_factors WHERE generation_plant_id = 1157631169 AND hydro_simple_scenario_id = 1;
INSERT INTO switch.hydro_historical_monthly_capacity_factors (hydro_simple_scenario_id, generation_plant_id, year, month, hydro_min_flow_mw, hydro_avg_flow_mw) SELECT 21 as hydro_simple_scenario_id, 158064 as generation_plant_id, 2010 as year, month, hydro_min_flow_mw, hydro_avg_flow_mw FROM switch.hydro_historical_monthly_capacity_factors WHERE generation_plant_id = 1157631170 AND hydro_simple_scenario_id = 1;
INSERT INTO switch.hydro_historical_monthly_capacity_factors (hydro_simple_scenario_id, generation_plant_id, year, month, hydro_min_flow_mw, hydro_avg_flow_mw) SELECT 21 as hydro_simple_scenario_id, 158065 as generation_plant_id, 2010 as year, month, hydro_min_flow_mw, hydro_avg_flow_mw FROM switch.hydro_historical_monthly_capacity_factors WHERE generation_plant_id = 1157631171 AND hydro_simple_scenario_id = 1;
INSERT INTO switch.hydro_historical_monthly_capacity_factors (hydro_simple_scenario_id, generation_plant_id, year, month, hydro_min_flow_mw, hydro_avg_flow_mw) SELECT 21 as hydro_simple_scenario_id, 158066 as generation_plant_id, 2010 as year, month, hydro_min_flow_mw, hydro_avg_flow_mw FROM switch.hydro_historical_monthly_capacity_factors WHERE generation_plant_id = 1157631172 AND hydro_simple_scenario_id = 1;
INSERT INTO switch.hydro_historical_monthly_capacity_factors (hydro_simple_scenario_id, generation_plant_id, year, month, hydro_min_flow_mw, hydro_avg_flow_mw) SELECT 21 as hydro_simple_scenario_id, 158067 as generation_plant_id, 2010 as year, month, hydro_min_flow_mw, hydro_avg_flow_mw FROM switch.hydro_historical_monthly_capacity_factors WHERE generation_plant_id = 1157631173 AND hydro_simple_scenario_id = 1;
INSERT INTO switch.hydro_historical_monthly_capacity_factors (hydro_simple_scenario_id, generation_plant_id, year, month, hydro_min_flow_mw, hydro_avg_flow_mw) SELECT 21 as hydro_simple_scenario_id, 158009 as generation_plant_id, 2010 as year, month, hydro_min_flow_mw, hydro_avg_flow_mw FROM switch.hydro_historical_monthly_capacity_factors WHERE generation_plant_id = 1157631082 AND hydro_simple_scenario_id = 1;
INSERT INTO switch.hydro_historical_monthly_capacity_factors (hydro_simple_scenario_id, generation_plant_id, year, month, hydro_min_flow_mw, hydro_avg_flow_mw) SELECT 21 as hydro_simple_scenario_id, 158014 as generation_plant_id, 2010 as year, month, hydro_min_flow_mw, hydro_avg_flow_mw FROM switch.hydro_historical_monthly_capacity_factors WHERE generation_plant_id = 1157631087 AND hydro_simple_scenario_id = 1;

## hydro_historical_cf_2011
INSERT INTO switch.hydro_historical_monthly_capacity_factors (hydro_simple_scenario_id, generation_plant_id, year, month, hydro_min_flow_mw, hydro_avg_flow_mw)
SELECT 21 as hydro_simple_scenario_id, 154089 as generation_plant_id, 2004 as year, month, hydro_min_flow_mw, hydro_avg_flow_mw
FROM switch.hydro_historical_monthly_capacity_factors
WHERE generation_plant_id = 5000830
AND hydro_simple_scenario_id = 1
INSERT INTO switch.hydro_historical_monthly_capacity_factors (hydro_simple_scenario_id, generation_plant_id, year, month, hydro_min_flow_mw, hydro_avg_flow_mw) SELECT 21 as hydro_simple_scenario_id, | new_id | as generation_plant_id, | 2011 | as year, month, hydro_min_flow_mw, hydro_avg_flow_mw FROM switch.hydro_historical_monthly_capacity_factors WHERE generation_plant_id = | old_id | AND hydro_simple_scenario_id = 1;
INSERT INTO switch.hydro_historical_monthly_capacity_factors (hydro_simple_scenario_id, generation_plant_id, year, month, hydro_min_flow_mw, hydro_avg_flow_mw) SELECT 21 as hydro_simple_scenario_id, 157846 as generation_plant_id, 2011 as year, month, hydro_min_flow_mw, hydro_avg_flow_mw FROM switch.hydro_historical_monthly_capacity_factors WHERE generation_plant_id = 5000830 AND hydro_simple_scenario_id = 1;
INSERT INTO switch.hydro_historical_monthly_capacity_factors (hydro_simple_scenario_id, generation_plant_id, year, month, hydro_min_flow_mw, hydro_avg_flow_mw) SELECT 21 as hydro_simple_scenario_id, 157959 as generation_plant_id, 2011 as year, month, hydro_min_flow_mw, hydro_avg_flow_mw FROM switch.hydro_historical_monthly_capacity_factors WHERE generation_plant_id = 1157631032 AND hydro_simple_scenario_id = 1;
INSERT INTO switch.hydro_historical_monthly_capacity_factors (hydro_simple_scenario_id, generation_plant_id, year, month, hydro_min_flow_mw, hydro_avg_flow_mw) SELECT 21 as hydro_simple_scenario_id, 157847 as generation_plant_id, 2011 as year, month, hydro_min_flow_mw, hydro_avg_flow_mw FROM switch.hydro_historical_monthly_capacity_factors WHERE generation_plant_id = 5000831 AND hydro_simple_scenario_id = 1;
INSERT INTO switch.hydro_historical_monthly_capacity_factors (hydro_simple_scenario_id, generation_plant_id, year, month, hydro_min_flow_mw, hydro_avg_flow_mw) SELECT 21 as hydro_simple_scenario_id, 158008 as generation_plant_id, 2011 as year, month, hydro_min_flow_mw, hydro_avg_flow_mw FROM switch.hydro_historical_monthly_capacity_factors WHERE generation_plant_id = 1157631081 AND hydro_simple_scenario_id = 1;
INSERT INTO switch.hydro_historical_monthly_capacity_factors (hydro_simple_scenario_id, generation_plant_id, year, month, hydro_min_flow_mw, hydro_avg_flow_mw) SELECT 21 as hydro_simple_scenario_id, 157848 as generation_plant_id, 2011 as year, month, hydro_min_flow_mw, hydro_avg_flow_mw FROM switch.hydro_historical_monthly_capacity_factors WHERE generation_plant_id = 5000832 AND hydro_simple_scenario_id = 1;
INSERT INTO switch.hydro_historical_monthly_capacity_factors (hydro_simple_scenario_id, generation_plant_id, year, month, hydro_min_flow_mw, hydro_avg_flow_mw) SELECT 21 as hydro_simple_scenario_id, 157849 as generation_plant_id, 2011 as year, month, hydro_min_flow_mw, hydro_avg_flow_mw FROM switch.hydro_historical_monthly_capacity_factors WHERE generation_plant_id = 5000833 AND hydro_simple_scenario_id = 1;
INSERT INTO switch.hydro_historical_monthly_capacity_factors (hydro_simple_scenario_id, generation_plant_id, year, month, hydro_min_flow_mw, hydro_avg_flow_mw) SELECT 21 as hydro_simple_scenario_id, 157851 as generation_plant_id, 2011 as year, month, hydro_min_flow_mw, hydro_avg_flow_mw FROM switch.hydro_historical_monthly_capacity_factors WHERE generation_plant_id = 5000835 AND hydro_simple_scenario_id = 1;
INSERT INTO switch.hydro_historical_monthly_capacity_factors (hydro_simple_scenario_id, generation_plant_id, year, month, hydro_min_flow_mw, hydro_avg_flow_mw) SELECT 21 as hydro_simple_scenario_id, 157850 as generation_plant_id, 2011 as year, month, hydro_min_flow_mw, hydro_avg_flow_mw FROM switch.hydro_historical_monthly_capacity_factors WHERE generation_plant_id = 5000834 AND hydro_simple_scenario_id = 1;
INSERT INTO switch.hydro_historical_monthly_capacity_factors (hydro_simple_scenario_id, generation_plant_id, year, month, hydro_min_flow_mw, hydro_avg_flow_mw) SELECT 21 as hydro_simple_scenario_id, 158044 as generation_plant_id, 2011 as year, month, hydro_min_flow_mw, hydro_avg_flow_mw FROM switch.hydro_historical_monthly_capacity_factors WHERE generation_plant_id = 1157631117 AND hydro_simple_scenario_id = 1;
INSERT INTO switch.hydro_historical_monthly_capacity_factors (hydro_simple_scenario_id, generation_plant_id, year, month, hydro_min_flow_mw, hydro_avg_flow_mw) SELECT 21 as hydro_simple_scenario_id, 157961 as generation_plant_id, 2011 as year, month, hydro_min_flow_mw, hydro_avg_flow_mw FROM switch.hydro_historical_monthly_capacity_factors WHERE generation_plant_id = 1157631034 AND hydro_simple_scenario_id = 1;
INSERT INTO switch.hydro_historical_monthly_capacity_factors (hydro_simple_scenario_id, generation_plant_id, year, month, hydro_min_flow_mw, hydro_avg_flow_mw) SELECT 21 as hydro_simple_scenario_id, 157960 as generation_plant_id, 2011 as year, month, hydro_min_flow_mw, hydro_avg_flow_mw FROM switch.hydro_historical_monthly_capacity_factors WHERE generation_plant_id = 1157631033 AND hydro_simple_scenario_id = 1;
INSERT INTO switch.hydro_historical_monthly_capacity_factors (hydro_simple_scenario_id, generation_plant_id, year, month, hydro_min_flow_mw, hydro_avg_flow_mw) SELECT 21 as hydro_simple_scenario_id, 157824 as generation_plant_id, 2011 as year, month, hydro_min_flow_mw, hydro_avg_flow_mw FROM switch.hydro_historical_monthly_capacity_factors WHERE generation_plant_id = 5000808 AND hydro_simple_scenario_id = 1;
INSERT INTO switch.hydro_historical_monthly_capacity_factors (hydro_simple_scenario_id, generation_plant_id, year, month, hydro_min_flow_mw, hydro_avg_flow_mw) SELECT 21 as hydro_simple_scenario_id, 157971 as generation_plant_id, 2011 as year, month, hydro_min_flow_mw, hydro_avg_flow_mw FROM switch.hydro_historical_monthly_capacity_factors WHERE generation_plant_id = 1157631044 AND hydro_simple_scenario_id = 1;
INSERT INTO switch.hydro_historical_monthly_capacity_factors (hydro_simple_scenario_id, generation_plant_id, year, month, hydro_min_flow_mw, hydro_avg_flow_mw) SELECT 21 as hydro_simple_scenario_id, 157972 as generation_plant_id, 2011 as year, month, hydro_min_flow_mw, hydro_avg_flow_mw FROM switch.hydro_historical_monthly_capacity_factors WHERE generation_plant_id = 1157631045 AND hydro_simple_scenario_id = 1;
INSERT INTO switch.hydro_historical_monthly_capacity_factors (hydro_simple_scenario_id, generation_plant_id, year, month, hydro_min_flow_mw, hydro_avg_flow_mw) SELECT 21 as hydro_simple_scenario_id, 157970 as generation_plant_id, 2011 as year, month, hydro_min_flow_mw, hydro_avg_flow_mw FROM switch.hydro_historical_monthly_capacity_factors WHERE generation_plant_id = 1157631043 AND hydro_simple_scenario_id = 1;
INSERT INTO switch.hydro_historical_monthly_capacity_factors (hydro_simple_scenario_id, generation_plant_id, year, month, hydro_min_flow_mw, hydro_avg_flow_mw) SELECT 21 as hydro_simple_scenario_id, 157945 as generation_plant_id, 2011 as year, month, hydro_min_flow_mw, hydro_avg_flow_mw FROM switch.hydro_historical_monthly_capacity_factors WHERE generation_plant_id = 1157631018 AND hydro_simple_scenario_id = 1;
INSERT INTO switch.hydro_historical_monthly_capacity_factors (hydro_simple_scenario_id, generation_plant_id, year, month, hydro_min_flow_mw, hydro_avg_flow_mw) SELECT 21 as hydro_simple_scenario_id, 157825 as generation_plant_id, 2011 as year, month, hydro_min_flow_mw, hydro_avg_flow_mw FROM switch.hydro_historical_monthly_capacity_factors WHERE generation_plant_id = 5000809 AND hydro_simple_scenario_id = 1;
INSERT INTO switch.hydro_historical_monthly_capacity_factors (hydro_simple_scenario_id, generation_plant_id, year, month, hydro_min_flow_mw, hydro_avg_flow_mw) SELECT 21 as hydro_simple_scenario_id, 157826 as generation_plant_id, 2011 as year, month, hydro_min_flow_mw, hydro_avg_flow_mw FROM switch.hydro_historical_monthly_capacity_factors WHERE generation_plant_id = 5000810 AND hydro_simple_scenario_id = 1;
INSERT INTO switch.hydro_historical_monthly_capacity_factors (hydro_simple_scenario_id, generation_plant_id, year, month, hydro_min_flow_mw, hydro_avg_flow_mw) SELECT 21 as hydro_simple_scenario_id, 157827 as generation_plant_id, 2011 as year, month, hydro_min_flow_mw, hydro_avg_flow_mw FROM switch.hydro_historical_monthly_capacity_factors WHERE generation_plant_id = 5000811 AND hydro_simple_scenario_id = 1;
INSERT INTO switch.hydro_historical_monthly_capacity_factors (hydro_simple_scenario_id, generation_plant_id, year, month, hydro_min_flow_mw, hydro_avg_flow_mw) SELECT 21 as hydro_simple_scenario_id, 157852 as generation_plant_id, 2011 as year, month, hydro_min_flow_mw, hydro_avg_flow_mw FROM switch.hydro_historical_monthly_capacity_factors WHERE generation_plant_id = 5000836 AND hydro_simple_scenario_id = 1;
INSERT INTO switch.hydro_historical_monthly_capacity_factors (hydro_simple_scenario_id, generation_plant_id, year, month, hydro_min_flow_mw, hydro_avg_flow_mw) SELECT 21 as hydro_simple_scenario_id, 157853 as generation_plant_id, 2011 as year, month, hydro_min_flow_mw, hydro_avg_flow_mw FROM switch.hydro_historical_monthly_capacity_factors WHERE generation_plant_id = 5000837 AND hydro_simple_scenario_id = 1;
INSERT INTO switch.hydro_historical_monthly_capacity_factors (hydro_simple_scenario_id, generation_plant_id, year, month, hydro_min_flow_mw, hydro_avg_flow_mw) SELECT 21 as hydro_simple_scenario_id, 157828 as generation_plant_id, 2011 as year, month, hydro_min_flow_mw, hydro_avg_flow_mw FROM switch.hydro_historical_monthly_capacity_factors WHERE generation_plant_id = 5000812 AND hydro_simple_scenario_id = 1;
INSERT INTO switch.hydro_historical_monthly_capacity_factors (hydro_simple_scenario_id, generation_plant_id, year, month, hydro_min_flow_mw, hydro_avg_flow_mw) SELECT 21 as hydro_simple_scenario_id, 157829 as generation_plant_id, 2011 as year, month, hydro_min_flow_mw, hydro_avg_flow_mw FROM switch.hydro_historical_monthly_capacity_factors WHERE generation_plant_id = 5000813 AND hydro_simple_scenario_id = 1;
INSERT INTO switch.hydro_historical_monthly_capacity_factors (hydro_simple_scenario_id, generation_plant_id, year, month, hydro_min_flow_mw, hydro_avg_flow_mw) SELECT 21 as hydro_simple_scenario_id, 157854 as generation_plant_id, 2011 as year, month, hydro_min_flow_mw, hydro_avg_flow_mw FROM switch.hydro_historical_monthly_capacity_factors WHERE generation_plant_id = 5000838 AND hydro_simple_scenario_id = 1;
INSERT INTO switch.hydro_historical_monthly_capacity_factors (hydro_simple_scenario_id, generation_plant_id, year, month, hydro_min_flow_mw, hydro_avg_flow_mw) SELECT 21 as hydro_simple_scenario_id, 157855 as generation_plant_id, 2011 as year, month, hydro_min_flow_mw, hydro_avg_flow_mw FROM switch.hydro_historical_monthly_capacity_factors WHERE generation_plant_id = 5000839 AND hydro_simple_scenario_id = 1;
INSERT INTO switch.hydro_historical_monthly_capacity_factors (hydro_simple_scenario_id, generation_plant_id, year, month, hydro_min_flow_mw, hydro_avg_flow_mw) SELECT 21 as hydro_simple_scenario_id, 157856 as generation_plant_id, 2011 as year, month, hydro_min_flow_mw, hydro_avg_flow_mw FROM switch.hydro_historical_monthly_capacity_factors WHERE generation_plant_id = 5000840 AND hydro_simple_scenario_id = 1;
INSERT INTO switch.hydro_historical_monthly_capacity_factors (hydro_simple_scenario_id, generation_plant_id, year, month, hydro_min_flow_mw, hydro_avg_flow_mw) SELECT 21 as hydro_simple_scenario_id, 157857 as generation_plant_id, 2011 as year, month, hydro_min_flow_mw, hydro_avg_flow_mw FROM switch.hydro_historical_monthly_capacity_factors WHERE generation_plant_id = 5000841 AND hydro_simple_scenario_id = 1;
INSERT INTO switch.hydro_historical_monthly_capacity_factors (hydro_simple_scenario_id, generation_plant_id, year, month, hydro_min_flow_mw, hydro_avg_flow_mw) SELECT 21 as hydro_simple_scenario_id, 157858 as generation_plant_id, 2011 as year, month, hydro_min_flow_mw, hydro_avg_flow_mw FROM switch.hydro_historical_monthly_capacity_factors WHERE generation_plant_id = 5000842 AND hydro_simple_scenario_id = 1;
INSERT INTO switch.hydro_historical_monthly_capacity_factors (hydro_simple_scenario_id, generation_plant_id, year, month, hydro_min_flow_mw, hydro_avg_flow_mw) SELECT 21 as hydro_simple_scenario_id, 158046 as generation_plant_id, 2011 as year, month, hydro_min_flow_mw, hydro_avg_flow_mw FROM switch.hydro_historical_monthly_capacity_factors WHERE generation_plant_id = 1157631119 AND hydro_simple_scenario_id = 1;
INSERT INTO switch.hydro_historical_monthly_capacity_factors (hydro_simple_scenario_id, generation_plant_id, year, month, hydro_min_flow_mw, hydro_avg_flow_mw) SELECT 21 as hydro_simple_scenario_id, 158047 as generation_plant_id, 2011 as year, month, hydro_min_flow_mw, hydro_avg_flow_mw FROM switch.hydro_historical_monthly_capacity_factors WHERE generation_plant_id = 1157631120 AND hydro_simple_scenario_id = 1;
INSERT INTO switch.hydro_historical_monthly_capacity_factors (hydro_simple_scenario_id, generation_plant_id, year, month, hydro_min_flow_mw, hydro_avg_flow_mw) SELECT 21 as hydro_simple_scenario_id, 158048 as generation_plant_id, 2011 as year, month, hydro_min_flow_mw, hydro_avg_flow_mw FROM switch.hydro_historical_monthly_capacity_factors WHERE generation_plant_id = 1157631121 AND hydro_simple_scenario_id = 1;
INSERT INTO switch.hydro_historical_monthly_capacity_factors (hydro_simple_scenario_id, generation_plant_id, year, month, hydro_min_flow_mw, hydro_avg_flow_mw) SELECT 21 as hydro_simple_scenario_id, 158049 as generation_plant_id, 2011 as year, month, hydro_min_flow_mw, hydro_avg_flow_mw FROM switch.hydro_historical_monthly_capacity_factors WHERE generation_plant_id = 1157631122 AND hydro_simple_scenario_id = 1;
INSERT INTO switch.hydro_historical_monthly_capacity_factors (hydro_simple_scenario_id, generation_plant_id, year, month, hydro_min_flow_mw, hydro_avg_flow_mw) SELECT 21 as hydro_simple_scenario_id, 158050 as generation_plant_id, 2011 as year, month, hydro_min_flow_mw, hydro_avg_flow_mw FROM switch.hydro_historical_monthly_capacity_factors WHERE generation_plant_id = 1157631123 AND hydro_simple_scenario_id = 1;
INSERT INTO switch.hydro_historical_monthly_capacity_factors (hydro_simple_scenario_id, generation_plant_id, year, month, hydro_min_flow_mw, hydro_avg_flow_mw) SELECT 21 as hydro_simple_scenario_id, 158051 as generation_plant_id, 2011 as year, month, hydro_min_flow_mw, hydro_avg_flow_mw FROM switch.hydro_historical_monthly_capacity_factors WHERE generation_plant_id = 1157631124 AND hydro_simple_scenario_id = 1;
INSERT INTO switch.hydro_historical_monthly_capacity_factors (hydro_simple_scenario_id, generation_plant_id, year, month, hydro_min_flow_mw, hydro_avg_flow_mw) SELECT 21 as hydro_simple_scenario_id, 157859 as generation_plant_id, 2011 as year, month, hydro_min_flow_mw, hydro_avg_flow_mw FROM switch.hydro_historical_monthly_capacity_factors WHERE generation_plant_id = 5000843 AND hydro_simple_scenario_id = 1;
INSERT INTO switch.hydro_historical_monthly_capacity_factors (hydro_simple_scenario_id, generation_plant_id, year, month, hydro_min_flow_mw, hydro_avg_flow_mw) SELECT 21 as hydro_simple_scenario_id, 157860 as generation_plant_id, 2011 as year, month, hydro_min_flow_mw, hydro_avg_flow_mw FROM switch.hydro_historical_monthly_capacity_factors WHERE generation_plant_id = 5000844 AND hydro_simple_scenario_id = 1;
INSERT INTO switch.hydro_historical_monthly_capacity_factors (hydro_simple_scenario_id, generation_plant_id, year, month, hydro_min_flow_mw, hydro_avg_flow_mw) SELECT 21 as hydro_simple_scenario_id, 157940 as generation_plant_id, 2011 as year, month, hydro_min_flow_mw, hydro_avg_flow_mw FROM switch.hydro_historical_monthly_capacity_factors WHERE generation_plant_id = 1157631013 AND hydro_simple_scenario_id = 1;
INSERT INTO switch.hydro_historical_monthly_capacity_factors (hydro_simple_scenario_id, generation_plant_id, year, month, hydro_min_flow_mw, hydro_avg_flow_mw) SELECT 21 as hydro_simple_scenario_id, 157978 as generation_plant_id, 2011 as year, month, hydro_min_flow_mw, hydro_avg_flow_mw FROM switch.hydro_historical_monthly_capacity_factors WHERE generation_plant_id = 1157631051 AND hydro_simple_scenario_id = 1;
INSERT INTO switch.hydro_historical_monthly_capacity_factors (hydro_simple_scenario_id, generation_plant_id, year, month, hydro_min_flow_mw, hydro_avg_flow_mw) SELECT 21 as hydro_simple_scenario_id, 157861 as generation_plant_id, 2011 as year, month, hydro_min_flow_mw, hydro_avg_flow_mw FROM switch.hydro_historical_monthly_capacity_factors WHERE generation_plant_id = 5000845 AND hydro_simple_scenario_id = 1;
INSERT INTO switch.hydro_historical_monthly_capacity_factors (hydro_simple_scenario_id, generation_plant_id, year, month, hydro_min_flow_mw, hydro_avg_flow_mw) SELECT 21 as hydro_simple_scenario_id, 158018 as generation_plant_id, 2011 as year, month, hydro_min_flow_mw, hydro_avg_flow_mw FROM switch.hydro_historical_monthly_capacity_factors WHERE generation_plant_id = 1157631091 AND hydro_simple_scenario_id = 1;
INSERT INTO switch.hydro_historical_monthly_capacity_factors (hydro_simple_scenario_id, generation_plant_id, year, month, hydro_min_flow_mw, hydro_avg_flow_mw) SELECT 21 as hydro_simple_scenario_id, 158019 as generation_plant_id, 2011 as year, month, hydro_min_flow_mw, hydro_avg_flow_mw FROM switch.hydro_historical_monthly_capacity_factors WHERE generation_plant_id = 1157631092 AND hydro_simple_scenario_id = 1;
INSERT INTO switch.hydro_historical_monthly_capacity_factors (hydro_simple_scenario_id, generation_plant_id, year, month, hydro_min_flow_mw, hydro_avg_flow_mw) SELECT 21 as hydro_simple_scenario_id, 157830 as generation_plant_id, 2011 as year, month, hydro_min_flow_mw, hydro_avg_flow_mw FROM switch.hydro_historical_monthly_capacity_factors WHERE generation_plant_id = 5000814 AND hydro_simple_scenario_id = 1;
INSERT INTO switch.hydro_historical_monthly_capacity_factors (hydro_simple_scenario_id, generation_plant_id, year, month, hydro_min_flow_mw, hydro_avg_flow_mw) SELECT 21 as hydro_simple_scenario_id, 157958 as generation_plant_id, 2011 as year, month, hydro_min_flow_mw, hydro_avg_flow_mw FROM switch.hydro_historical_monthly_capacity_factors WHERE generation_plant_id = 1157631031 AND hydro_simple_scenario_id = 1;
INSERT INTO switch.hydro_historical_monthly_capacity_factors (hydro_simple_scenario_id, generation_plant_id, year, month, hydro_min_flow_mw, hydro_avg_flow_mw) SELECT 21 as hydro_simple_scenario_id, 157950 as generation_plant_id, 2011 as year, month, hydro_min_flow_mw, hydro_avg_flow_mw FROM switch.hydro_historical_monthly_capacity_factors WHERE generation_plant_id = 1157631023 AND hydro_simple_scenario_id = 1;
INSERT INTO switch.hydro_historical_monthly_capacity_factors (hydro_simple_scenario_id, generation_plant_id, year, month, hydro_min_flow_mw, hydro_avg_flow_mw) SELECT 21 as hydro_simple_scenario_id, 157941 as generation_plant_id, 2011 as year, month, hydro_min_flow_mw, hydro_avg_flow_mw FROM switch.hydro_historical_monthly_capacity_factors WHERE generation_plant_id = 1157631014 AND hydro_simple_scenario_id = 1;
INSERT INTO switch.hydro_historical_monthly_capacity_factors (hydro_simple_scenario_id, generation_plant_id, year, month, hydro_min_flow_mw, hydro_avg_flow_mw) SELECT 21 as hydro_simple_scenario_id, 158031 as generation_plant_id, 2011 as year, month, hydro_min_flow_mw, hydro_avg_flow_mw FROM switch.hydro_historical_monthly_capacity_factors WHERE generation_plant_id = 1157631104 AND hydro_simple_scenario_id = 1;
INSERT INTO switch.hydro_historical_monthly_capacity_factors (hydro_simple_scenario_id, generation_plant_id, year, month, hydro_min_flow_mw, hydro_avg_flow_mw) SELECT 21 as hydro_simple_scenario_id, 158028 as generation_plant_id, 2011 as year, month, hydro_min_flow_mw, hydro_avg_flow_mw FROM switch.hydro_historical_monthly_capacity_factors WHERE generation_plant_id = 1157631101 AND hydro_simple_scenario_id = 1;
INSERT INTO switch.hydro_historical_monthly_capacity_factors (hydro_simple_scenario_id, generation_plant_id, year, month, hydro_min_flow_mw, hydro_avg_flow_mw) SELECT 21 as hydro_simple_scenario_id, 158029 as generation_plant_id, 2011 as year, month, hydro_min_flow_mw, hydro_avg_flow_mw FROM switch.hydro_historical_monthly_capacity_factors WHERE generation_plant_id = 1157631102 AND hydro_simple_scenario_id = 1;
INSERT INTO switch.hydro_historical_monthly_capacity_factors (hydro_simple_scenario_id, generation_plant_id, year, month, hydro_min_flow_mw, hydro_avg_flow_mw) SELECT 21 as hydro_simple_scenario_id, 158030 as generation_plant_id, 2011 as year, month, hydro_min_flow_mw, hydro_avg_flow_mw FROM switch.hydro_historical_monthly_capacity_factors WHERE generation_plant_id = 1157631103 AND hydro_simple_scenario_id = 1;
INSERT INTO switch.hydro_historical_monthly_capacity_factors (hydro_simple_scenario_id, generation_plant_id, year, month, hydro_min_flow_mw, hydro_avg_flow_mw) SELECT 21 as hydro_simple_scenario_id, 158034 as generation_plant_id, 2011 as year, month, hydro_min_flow_mw, hydro_avg_flow_mw FROM switch.hydro_historical_monthly_capacity_factors WHERE generation_plant_id = 1157631107 AND hydro_simple_scenario_id = 1;
INSERT INTO switch.hydro_historical_monthly_capacity_factors (hydro_simple_scenario_id, generation_plant_id, year, month, hydro_min_flow_mw, hydro_avg_flow_mw) SELECT 21 as hydro_simple_scenario_id, 158036 as generation_plant_id, 2011 as year, month, hydro_min_flow_mw, hydro_avg_flow_mw FROM switch.hydro_historical_monthly_capacity_factors WHERE generation_plant_id = 1157631109 AND hydro_simple_scenario_id = 1;
INSERT INTO switch.hydro_historical_monthly_capacity_factors (hydro_simple_scenario_id, generation_plant_id, year, month, hydro_min_flow_mw, hydro_avg_flow_mw) SELECT 21 as hydro_simple_scenario_id, 158037 as generation_plant_id, 2011 as year, month, hydro_min_flow_mw, hydro_avg_flow_mw FROM switch.hydro_historical_monthly_capacity_factors WHERE generation_plant_id = 1157631110 AND hydro_simple_scenario_id = 1;
INSERT INTO switch.hydro_historical_monthly_capacity_factors (hydro_simple_scenario_id, generation_plant_id, year, month, hydro_min_flow_mw, hydro_avg_flow_mw) SELECT 21 as hydro_simple_scenario_id, 158039 as generation_plant_id, 2011 as year, month, hydro_min_flow_mw, hydro_avg_flow_mw FROM switch.hydro_historical_monthly_capacity_factors WHERE generation_plant_id = 1157631112 AND hydro_simple_scenario_id = 1;
INSERT INTO switch.hydro_historical_monthly_capacity_factors (hydro_simple_scenario_id, generation_plant_id, year, month, hydro_min_flow_mw, hydro_avg_flow_mw) SELECT 21 as hydro_simple_scenario_id, 158038 as generation_plant_id, 2011 as year, month, hydro_min_flow_mw, hydro_avg_flow_mw FROM switch.hydro_historical_monthly_capacity_factors WHERE generation_plant_id = 1157631111 AND hydro_simple_scenario_id = 1;
INSERT INTO switch.hydro_historical_monthly_capacity_factors (hydro_simple_scenario_id, generation_plant_id, year, month, hydro_min_flow_mw, hydro_avg_flow_mw) SELECT 21 as hydro_simple_scenario_id, 158027 as generation_plant_id, 2011 as year, month, hydro_min_flow_mw, hydro_avg_flow_mw FROM switch.hydro_historical_monthly_capacity_factors WHERE generation_plant_id = 1157631100 AND hydro_simple_scenario_id = 1;
INSERT INTO switch.hydro_historical_monthly_capacity_factors (hydro_simple_scenario_id, generation_plant_id, year, month, hydro_min_flow_mw, hydro_avg_flow_mw) SELECT 21 as hydro_simple_scenario_id, 158035 as generation_plant_id, 2011 as year, month, hydro_min_flow_mw, hydro_avg_flow_mw FROM switch.hydro_historical_monthly_capacity_factors WHERE generation_plant_id = 1157631108 AND hydro_simple_scenario_id = 1;
INSERT INTO switch.hydro_historical_monthly_capacity_factors (hydro_simple_scenario_id, generation_plant_id, year, month, hydro_min_flow_mw, hydro_avg_flow_mw) SELECT 21 as hydro_simple_scenario_id, 158033 as generation_plant_id, 2011 as year, month, hydro_min_flow_mw, hydro_avg_flow_mw FROM switch.hydro_historical_monthly_capacity_factors WHERE generation_plant_id = 1157631106 AND hydro_simple_scenario_id = 1;
INSERT INTO switch.hydro_historical_monthly_capacity_factors (hydro_simple_scenario_id, generation_plant_id, year, month, hydro_min_flow_mw, hydro_avg_flow_mw) SELECT 21 as hydro_simple_scenario_id, 158032 as generation_plant_id, 2011 as year, month, hydro_min_flow_mw, hydro_avg_flow_mw FROM switch.hydro_historical_monthly_capacity_factors WHERE generation_plant_id = 1157631105 AND hydro_simple_scenario_id = 1;
INSERT INTO switch.hydro_historical_monthly_capacity_factors (hydro_simple_scenario_id, generation_plant_id, year, month, hydro_min_flow_mw, hydro_avg_flow_mw) SELECT 21 as hydro_simple_scenario_id, 157862 as generation_plant_id, 2011 as year, month, hydro_min_flow_mw, hydro_avg_flow_mw FROM switch.hydro_historical_monthly_capacity_factors WHERE generation_plant_id = 5000846 AND hydro_simple_scenario_id = 1;
INSERT INTO switch.hydro_historical_monthly_capacity_factors (hydro_simple_scenario_id, generation_plant_id, year, month, hydro_min_flow_mw, hydro_avg_flow_mw) SELECT 21 as hydro_simple_scenario_id, 157831 as generation_plant_id, 2011 as year, month, hydro_min_flow_mw, hydro_avg_flow_mw FROM switch.hydro_historical_monthly_capacity_factors WHERE generation_plant_id = 5000815 AND hydro_simple_scenario_id = 1;
INSERT INTO switch.hydro_historical_monthly_capacity_factors (hydro_simple_scenario_id, generation_plant_id, year, month, hydro_min_flow_mw, hydro_avg_flow_mw) SELECT 21 as hydro_simple_scenario_id, 157863 as generation_plant_id, 2011 as year, month, hydro_min_flow_mw, hydro_avg_flow_mw FROM switch.hydro_historical_monthly_capacity_factors WHERE generation_plant_id = 5000847 AND hydro_simple_scenario_id = 1;
INSERT INTO switch.hydro_historical_monthly_capacity_factors (hydro_simple_scenario_id, generation_plant_id, year, month, hydro_min_flow_mw, hydro_avg_flow_mw) SELECT 21 as hydro_simple_scenario_id, 157864 as generation_plant_id, 2011 as year, month, hydro_min_flow_mw, hydro_avg_flow_mw FROM switch.hydro_historical_monthly_capacity_factors WHERE generation_plant_id = 5000848 AND hydro_simple_scenario_id = 1;
INSERT INTO switch.hydro_historical_monthly_capacity_factors (hydro_simple_scenario_id, generation_plant_id, year, month, hydro_min_flow_mw, hydro_avg_flow_mw) SELECT 21 as hydro_simple_scenario_id, 157865 as generation_plant_id, 2011 as year, month, hydro_min_flow_mw, hydro_avg_flow_mw FROM switch.hydro_historical_monthly_capacity_factors WHERE generation_plant_id = 5000849 AND hydro_simple_scenario_id = 1;
INSERT INTO switch.hydro_historical_monthly_capacity_factors (hydro_simple_scenario_id, generation_plant_id, year, month, hydro_min_flow_mw, hydro_avg_flow_mw) SELECT 21 as hydro_simple_scenario_id, 157866 as generation_plant_id, 2011 as year, month, hydro_min_flow_mw, hydro_avg_flow_mw FROM switch.hydro_historical_monthly_capacity_factors WHERE generation_plant_id = 5000850 AND hydro_simple_scenario_id = 1;
INSERT INTO switch.hydro_historical_monthly_capacity_factors (hydro_simple_scenario_id, generation_plant_id, year, month, hydro_min_flow_mw, hydro_avg_flow_mw) SELECT 21 as hydro_simple_scenario_id, 157993 as generation_plant_id, 2011 as year, month, hydro_min_flow_mw, hydro_avg_flow_mw FROM switch.hydro_historical_monthly_capacity_factors WHERE generation_plant_id = 1157631066 AND hydro_simple_scenario_id = 1;
INSERT INTO switch.hydro_historical_monthly_capacity_factors (hydro_simple_scenario_id, generation_plant_id, year, month, hydro_min_flow_mw, hydro_avg_flow_mw) SELECT 21 as hydro_simple_scenario_id, 157995 as generation_plant_id, 2011 as year, month, hydro_min_flow_mw, hydro_avg_flow_mw FROM switch.hydro_historical_monthly_capacity_factors WHERE generation_plant_id = 1157631068 AND hydro_simple_scenario_id = 1;
INSERT INTO switch.hydro_historical_monthly_capacity_factors (hydro_simple_scenario_id, generation_plant_id, year, month, hydro_min_flow_mw, hydro_avg_flow_mw) SELECT 21 as hydro_simple_scenario_id, 157867 as generation_plant_id, 2011 as year, month, hydro_min_flow_mw, hydro_avg_flow_mw FROM switch.hydro_historical_monthly_capacity_factors WHERE generation_plant_id = 5000851 AND hydro_simple_scenario_id = 1;
INSERT INTO switch.hydro_historical_monthly_capacity_factors (hydro_simple_scenario_id, generation_plant_id, year, month, hydro_min_flow_mw, hydro_avg_flow_mw) SELECT 21 as hydro_simple_scenario_id, 158006 as generation_plant_id, 2011 as year, month, hydro_min_flow_mw, hydro_avg_flow_mw FROM switch.hydro_historical_monthly_capacity_factors WHERE generation_plant_id = 1157631079 AND hydro_simple_scenario_id = 1;
INSERT INTO switch.hydro_historical_monthly_capacity_factors (hydro_simple_scenario_id, generation_plant_id, year, month, hydro_min_flow_mw, hydro_avg_flow_mw) SELECT 21 as hydro_simple_scenario_id, 157868 as generation_plant_id, 2011 as year, month, hydro_min_flow_mw, hydro_avg_flow_mw FROM switch.hydro_historical_monthly_capacity_factors WHERE generation_plant_id = 5000852 AND hydro_simple_scenario_id = 1;
INSERT INTO switch.hydro_historical_monthly_capacity_factors (hydro_simple_scenario_id, generation_plant_id, year, month, hydro_min_flow_mw, hydro_avg_flow_mw) SELECT 21 as hydro_simple_scenario_id, 157832 as generation_plant_id, 2011 as year, month, hydro_min_flow_mw, hydro_avg_flow_mw FROM switch.hydro_historical_monthly_capacity_factors WHERE generation_plant_id = 5000816 AND hydro_simple_scenario_id = 1;
INSERT INTO switch.hydro_historical_monthly_capacity_factors (hydro_simple_scenario_id, generation_plant_id, year, month, hydro_min_flow_mw, hydro_avg_flow_mw) SELECT 21 as hydro_simple_scenario_id, 157869 as generation_plant_id, 2011 as year, month, hydro_min_flow_mw, hydro_avg_flow_mw FROM switch.hydro_historical_monthly_capacity_factors WHERE generation_plant_id = 5000853 AND hydro_simple_scenario_id = 1;
INSERT INTO switch.hydro_historical_monthly_capacity_factors (hydro_simple_scenario_id, generation_plant_id, year, month, hydro_min_flow_mw, hydro_avg_flow_mw) SELECT 21 as hydro_simple_scenario_id, 157870 as generation_plant_id, 2011 as year, month, hydro_min_flow_mw, hydro_avg_flow_mw FROM switch.hydro_historical_monthly_capacity_factors WHERE generation_plant_id = 5000854 AND hydro_simple_scenario_id = 1;
INSERT INTO switch.hydro_historical_monthly_capacity_factors (hydro_simple_scenario_id, generation_plant_id, year, month, hydro_min_flow_mw, hydro_avg_flow_mw) SELECT 21 as hydro_simple_scenario_id, 157957 as generation_plant_id, 2011 as year, month, hydro_min_flow_mw, hydro_avg_flow_mw FROM switch.hydro_historical_monthly_capacity_factors WHERE generation_plant_id = 1157631030 AND hydro_simple_scenario_id = 1;
INSERT INTO switch.hydro_historical_monthly_capacity_factors (hydro_simple_scenario_id, generation_plant_id, year, month, hydro_min_flow_mw, hydro_avg_flow_mw) SELECT 21 as hydro_simple_scenario_id, 157954 as generation_plant_id, 2011 as year, month, hydro_min_flow_mw, hydro_avg_flow_mw FROM switch.hydro_historical_monthly_capacity_factors WHERE generation_plant_id = 1157631027 AND hydro_simple_scenario_id = 1;
INSERT INTO switch.hydro_historical_monthly_capacity_factors (hydro_simple_scenario_id, generation_plant_id, year, month, hydro_min_flow_mw, hydro_avg_flow_mw) SELECT 21 as hydro_simple_scenario_id, 157953 as generation_plant_id, 2011 as year, month, hydro_min_flow_mw, hydro_avg_flow_mw FROM switch.hydro_historical_monthly_capacity_factors WHERE generation_plant_id = 1157631026 AND hydro_simple_scenario_id = 1;
INSERT INTO switch.hydro_historical_monthly_capacity_factors (hydro_simple_scenario_id, generation_plant_id, year, month, hydro_min_flow_mw, hydro_avg_flow_mw) SELECT 21 as hydro_simple_scenario_id, 157871 as generation_plant_id, 2011 as year, month, hydro_min_flow_mw, hydro_avg_flow_mw FROM switch.hydro_historical_monthly_capacity_factors WHERE generation_plant_id = 5000855 AND hydro_simple_scenario_id = 1;
INSERT INTO switch.hydro_historical_monthly_capacity_factors (hydro_simple_scenario_id, generation_plant_id, year, month, hydro_min_flow_mw, hydro_avg_flow_mw) SELECT 21 as hydro_simple_scenario_id, 157872 as generation_plant_id, 2011 as year, month, hydro_min_flow_mw, hydro_avg_flow_mw FROM switch.hydro_historical_monthly_capacity_factors WHERE generation_plant_id = 5000856 AND hydro_simple_scenario_id = 1;
INSERT INTO switch.hydro_historical_monthly_capacity_factors (hydro_simple_scenario_id, generation_plant_id, year, month, hydro_min_flow_mw, hydro_avg_flow_mw) SELECT 21 as hydro_simple_scenario_id, 157873 as generation_plant_id, 2011 as year, month, hydro_min_flow_mw, hydro_avg_flow_mw FROM switch.hydro_historical_monthly_capacity_factors WHERE generation_plant_id = 5000857 AND hydro_simple_scenario_id = 1;
INSERT INTO switch.hydro_historical_monthly_capacity_factors (hydro_simple_scenario_id, generation_plant_id, year, month, hydro_min_flow_mw, hydro_avg_flow_mw) SELECT 21 as hydro_simple_scenario_id, 158045 as generation_plant_id, 2011 as year, month, hydro_min_flow_mw, hydro_avg_flow_mw FROM switch.hydro_historical_monthly_capacity_factors WHERE generation_plant_id = 1157631118 AND hydro_simple_scenario_id = 1;
INSERT INTO switch.hydro_historical_monthly_capacity_factors (hydro_simple_scenario_id, generation_plant_id, year, month, hydro_min_flow_mw, hydro_avg_flow_mw) SELECT 21 as hydro_simple_scenario_id, 157992 as generation_plant_id, 2011 as year, month, hydro_min_flow_mw, hydro_avg_flow_mw FROM switch.hydro_historical_monthly_capacity_factors WHERE generation_plant_id = 1157631065 AND hydro_simple_scenario_id = 1;
INSERT INTO switch.hydro_historical_monthly_capacity_factors (hydro_simple_scenario_id, generation_plant_id, year, month, hydro_min_flow_mw, hydro_avg_flow_mw) SELECT 21 as hydro_simple_scenario_id, 158025 as generation_plant_id, 2011 as year, month, hydro_min_flow_mw, hydro_avg_flow_mw FROM switch.hydro_historical_monthly_capacity_factors WHERE generation_plant_id = 1157631098 AND hydro_simple_scenario_id = 1;
INSERT INTO switch.hydro_historical_monthly_capacity_factors (hydro_simple_scenario_id, generation_plant_id, year, month, hydro_min_flow_mw, hydro_avg_flow_mw) SELECT 21 as hydro_simple_scenario_id, 157994 as generation_plant_id, 2011 as year, month, hydro_min_flow_mw, hydro_avg_flow_mw FROM switch.hydro_historical_monthly_capacity_factors WHERE generation_plant_id = 1157631067 AND hydro_simple_scenario_id = 1;
INSERT INTO switch.hydro_historical_monthly_capacity_factors (hydro_simple_scenario_id, generation_plant_id, year, month, hydro_min_flow_mw, hydro_avg_flow_mw) SELECT 21 as hydro_simple_scenario_id, 157986 as generation_plant_id, 2011 as year, month, hydro_min_flow_mw, hydro_avg_flow_mw FROM switch.hydro_historical_monthly_capacity_factors WHERE generation_plant_id = 1157631059 AND hydro_simple_scenario_id = 1;
INSERT INTO switch.hydro_historical_monthly_capacity_factors (hydro_simple_scenario_id, generation_plant_id, year, month, hydro_min_flow_mw, hydro_avg_flow_mw) SELECT 21 as hydro_simple_scenario_id, 157874 as generation_plant_id, 2011 as year, month, hydro_min_flow_mw, hydro_avg_flow_mw FROM switch.hydro_historical_monthly_capacity_factors WHERE generation_plant_id = 5000858 AND hydro_simple_scenario_id = 1;
INSERT INTO switch.hydro_historical_monthly_capacity_factors (hydro_simple_scenario_id, generation_plant_id, year, month, hydro_min_flow_mw, hydro_avg_flow_mw) SELECT 21 as hydro_simple_scenario_id, 157875 as generation_plant_id, 2011 as year, month, hydro_min_flow_mw, hydro_avg_flow_mw FROM switch.hydro_historical_monthly_capacity_factors WHERE generation_plant_id = 5000859 AND hydro_simple_scenario_id = 1;
INSERT INTO switch.hydro_historical_monthly_capacity_factors (hydro_simple_scenario_id, generation_plant_id, year, month, hydro_min_flow_mw, hydro_avg_flow_mw) SELECT 21 as hydro_simple_scenario_id, 157876 as generation_plant_id, 2011 as year, month, hydro_min_flow_mw, hydro_avg_flow_mw FROM switch.hydro_historical_monthly_capacity_factors WHERE generation_plant_id = 5000860 AND hydro_simple_scenario_id = 1;
INSERT INTO switch.hydro_historical_monthly_capacity_factors (hydro_simple_scenario_id, generation_plant_id, year, month, hydro_min_flow_mw, hydro_avg_flow_mw) SELECT 21 as hydro_simple_scenario_id, 158021 as generation_plant_id, 2011 as year, month, hydro_min_flow_mw, hydro_avg_flow_mw FROM switch.hydro_historical_monthly_capacity_factors WHERE generation_plant_id = 1157631094 AND hydro_simple_scenario_id = 1;
INSERT INTO switch.hydro_historical_monthly_capacity_factors (hydro_simple_scenario_id, generation_plant_id, year, month, hydro_min_flow_mw, hydro_avg_flow_mw) SELECT 21 as hydro_simple_scenario_id, 158026 as generation_plant_id, 2011 as year, month, hydro_min_flow_mw, hydro_avg_flow_mw FROM switch.hydro_historical_monthly_capacity_factors WHERE generation_plant_id = 1157631099 AND hydro_simple_scenario_id = 1;
INSERT INTO switch.hydro_historical_monthly_capacity_factors (hydro_simple_scenario_id, generation_plant_id, year, month, hydro_min_flow_mw, hydro_avg_flow_mw) SELECT 21 as hydro_simple_scenario_id, 158022 as generation_plant_id, 2011 as year, month, hydro_min_flow_mw, hydro_avg_flow_mw FROM switch.hydro_historical_monthly_capacity_factors WHERE generation_plant_id = 1157631095 AND hydro_simple_scenario_id = 1;
INSERT INTO switch.hydro_historical_monthly_capacity_factors (hydro_simple_scenario_id, generation_plant_id, year, month, hydro_min_flow_mw, hydro_avg_flow_mw) SELECT 21 as hydro_simple_scenario_id, 157877 as generation_plant_id, 2011 as year, month, hydro_min_flow_mw, hydro_avg_flow_mw FROM switch.hydro_historical_monthly_capacity_factors WHERE generation_plant_id = 5000861 AND hydro_simple_scenario_id = 1;
INSERT INTO switch.hydro_historical_monthly_capacity_factors (hydro_simple_scenario_id, generation_plant_id, year, month, hydro_min_flow_mw, hydro_avg_flow_mw) SELECT 21 as hydro_simple_scenario_id, 157948 as generation_plant_id, 2011 as year, month, hydro_min_flow_mw, hydro_avg_flow_mw FROM switch.hydro_historical_monthly_capacity_factors WHERE generation_plant_id = 1157631021 AND hydro_simple_scenario_id = 1;
INSERT INTO switch.hydro_historical_monthly_capacity_factors (hydro_simple_scenario_id, generation_plant_id, year, month, hydro_min_flow_mw, hydro_avg_flow_mw) SELECT 21 as hydro_simple_scenario_id, 157969 as generation_plant_id, 2011 as year, month, hydro_min_flow_mw, hydro_avg_flow_mw FROM switch.hydro_historical_monthly_capacity_factors WHERE generation_plant_id = 1157631042 AND hydro_simple_scenario_id = 1;
INSERT INTO switch.hydro_historical_monthly_capacity_factors (hydro_simple_scenario_id, generation_plant_id, year, month, hydro_min_flow_mw, hydro_avg_flow_mw) SELECT 21 as hydro_simple_scenario_id, 157973 as generation_plant_id, 2011 as year, month, hydro_min_flow_mw, hydro_avg_flow_mw FROM switch.hydro_historical_monthly_capacity_factors WHERE generation_plant_id = 1157631046 AND hydro_simple_scenario_id = 1;
INSERT INTO switch.hydro_historical_monthly_capacity_factors (hydro_simple_scenario_id, generation_plant_id, year, month, hydro_min_flow_mw, hydro_avg_flow_mw) SELECT 21 as hydro_simple_scenario_id, 157979 as generation_plant_id, 2011 as year, month, hydro_min_flow_mw, hydro_avg_flow_mw FROM switch.hydro_historical_monthly_capacity_factors WHERE generation_plant_id = 1157631052 AND hydro_simple_scenario_id = 1;
INSERT INTO switch.hydro_historical_monthly_capacity_factors (hydro_simple_scenario_id, generation_plant_id, year, month, hydro_min_flow_mw, hydro_avg_flow_mw) SELECT 21 as hydro_simple_scenario_id, 157833 as generation_plant_id, 2011 as year, month, hydro_min_flow_mw, hydro_avg_flow_mw FROM switch.hydro_historical_monthly_capacity_factors WHERE generation_plant_id = 5000817 AND hydro_simple_scenario_id = 1;
INSERT INTO switch.hydro_historical_monthly_capacity_factors (hydro_simple_scenario_id, generation_plant_id, year, month, hydro_min_flow_mw, hydro_avg_flow_mw) SELECT 21 as hydro_simple_scenario_id, 157878 as generation_plant_id, 2011 as year, month, hydro_min_flow_mw, hydro_avg_flow_mw FROM switch.hydro_historical_monthly_capacity_factors WHERE generation_plant_id = 5000862 AND hydro_simple_scenario_id = 1;
INSERT INTO switch.hydro_historical_monthly_capacity_factors (hydro_simple_scenario_id, generation_plant_id, year, month, hydro_min_flow_mw, hydro_avg_flow_mw) SELECT 21 as hydro_simple_scenario_id, 157834 as generation_plant_id, 2011 as year, month, hydro_min_flow_mw, hydro_avg_flow_mw FROM switch.hydro_historical_monthly_capacity_factors WHERE generation_plant_id = 5000818 AND hydro_simple_scenario_id = 1;
INSERT INTO switch.hydro_historical_monthly_capacity_factors (hydro_simple_scenario_id, generation_plant_id, year, month, hydro_min_flow_mw, hydro_avg_flow_mw) SELECT 21 as hydro_simple_scenario_id, 158057 as generation_plant_id, 2011 as year, month, hydro_min_flow_mw, hydro_avg_flow_mw FROM switch.hydro_historical_monthly_capacity_factors WHERE generation_plant_id = 1157631130 AND hydro_simple_scenario_id = 1;
INSERT INTO switch.hydro_historical_monthly_capacity_factors (hydro_simple_scenario_id, generation_plant_id, year, month, hydro_min_flow_mw, hydro_avg_flow_mw) SELECT 21 as hydro_simple_scenario_id, 157879 as generation_plant_id, 2011 as year, month, hydro_min_flow_mw, hydro_avg_flow_mw FROM switch.hydro_historical_monthly_capacity_factors WHERE generation_plant_id = 5000863 AND hydro_simple_scenario_id = 1;
INSERT INTO switch.hydro_historical_monthly_capacity_factors (hydro_simple_scenario_id, generation_plant_id, year, month, hydro_min_flow_mw, hydro_avg_flow_mw) SELECT 21 as hydro_simple_scenario_id, 157835 as generation_plant_id, 2011 as year, month, hydro_min_flow_mw, hydro_avg_flow_mw FROM switch.hydro_historical_monthly_capacity_factors WHERE generation_plant_id = 5000819 AND hydro_simple_scenario_id = 1;
INSERT INTO switch.hydro_historical_monthly_capacity_factors (hydro_simple_scenario_id, generation_plant_id, year, month, hydro_min_flow_mw, hydro_avg_flow_mw) SELECT 21 as hydro_simple_scenario_id, 157836 as generation_plant_id, 2011 as year, month, hydro_min_flow_mw, hydro_avg_flow_mw FROM switch.hydro_historical_monthly_capacity_factors WHERE generation_plant_id = 5000820 AND hydro_simple_scenario_id = 1;
INSERT INTO switch.hydro_historical_monthly_capacity_factors (hydro_simple_scenario_id, generation_plant_id, year, month, hydro_min_flow_mw, hydro_avg_flow_mw) SELECT 21 as hydro_simple_scenario_id, 157956 as generation_plant_id, 2011 as year, month, hydro_min_flow_mw, hydro_avg_flow_mw FROM switch.hydro_historical_monthly_capacity_factors WHERE generation_plant_id = 1157631029 AND hydro_simple_scenario_id = 1;
INSERT INTO switch.hydro_historical_monthly_capacity_factors (hydro_simple_scenario_id, generation_plant_id, year, month, hydro_min_flow_mw, hydro_avg_flow_mw) SELECT 21 as hydro_simple_scenario_id, 157951 as generation_plant_id, 2011 as year, month, hydro_min_flow_mw, hydro_avg_flow_mw FROM switch.hydro_historical_monthly_capacity_factors WHERE generation_plant_id = 1157631024 AND hydro_simple_scenario_id = 1;
INSERT INTO switch.hydro_historical_monthly_capacity_factors (hydro_simple_scenario_id, generation_plant_id, year, month, hydro_min_flow_mw, hydro_avg_flow_mw) SELECT 21 as hydro_simple_scenario_id, 157880 as generation_plant_id, 2011 as year, month, hydro_min_flow_mw, hydro_avg_flow_mw FROM switch.hydro_historical_monthly_capacity_factors WHERE generation_plant_id = 5000864 AND hydro_simple_scenario_id = 1;
INSERT INTO switch.hydro_historical_monthly_capacity_factors (hydro_simple_scenario_id, generation_plant_id, year, month, hydro_min_flow_mw, hydro_avg_flow_mw) SELECT 21 as hydro_simple_scenario_id, 157881 as generation_plant_id, 2011 as year, month, hydro_min_flow_mw, hydro_avg_flow_mw FROM switch.hydro_historical_monthly_capacity_factors WHERE generation_plant_id = 5000865 AND hydro_simple_scenario_id = 1;
INSERT INTO switch.hydro_historical_monthly_capacity_factors (hydro_simple_scenario_id, generation_plant_id, year, month, hydro_min_flow_mw, hydro_avg_flow_mw) SELECT 21 as hydro_simple_scenario_id, 157837 as generation_plant_id, 2011 as year, month, hydro_min_flow_mw, hydro_avg_flow_mw FROM switch.hydro_historical_monthly_capacity_factors WHERE generation_plant_id = 5000821 AND hydro_simple_scenario_id = 1;
INSERT INTO switch.hydro_historical_monthly_capacity_factors (hydro_simple_scenario_id, generation_plant_id, year, month, hydro_min_flow_mw, hydro_avg_flow_mw) SELECT 21 as hydro_simple_scenario_id, 157882 as generation_plant_id, 2011 as year, month, hydro_min_flow_mw, hydro_avg_flow_mw FROM switch.hydro_historical_monthly_capacity_factors WHERE generation_plant_id = 5000866 AND hydro_simple_scenario_id = 1;
INSERT INTO switch.hydro_historical_monthly_capacity_factors (hydro_simple_scenario_id, generation_plant_id, year, month, hydro_min_flow_mw, hydro_avg_flow_mw) SELECT 21 as hydro_simple_scenario_id, 157968 as generation_plant_id, 2011 as year, month, hydro_min_flow_mw, hydro_avg_flow_mw FROM switch.hydro_historical_monthly_capacity_factors WHERE generation_plant_id = 1157631041 AND hydro_simple_scenario_id = 1;
INSERT INTO switch.hydro_historical_monthly_capacity_factors (hydro_simple_scenario_id, generation_plant_id, year, month, hydro_min_flow_mw, hydro_avg_flow_mw) SELECT 21 as hydro_simple_scenario_id, 157967 as generation_plant_id, 2011 as year, month, hydro_min_flow_mw, hydro_avg_flow_mw FROM switch.hydro_historical_monthly_capacity_factors WHERE generation_plant_id = 1157631040 AND hydro_simple_scenario_id = 1;
INSERT INTO switch.hydro_historical_monthly_capacity_factors (hydro_simple_scenario_id, generation_plant_id, year, month, hydro_min_flow_mw, hydro_avg_flow_mw) SELECT 21 as hydro_simple_scenario_id, 157883 as generation_plant_id, 2011 as year, month, hydro_min_flow_mw, hydro_avg_flow_mw FROM switch.hydro_historical_monthly_capacity_factors WHERE generation_plant_id = 5000867 AND hydro_simple_scenario_id = 1;
INSERT INTO switch.hydro_historical_monthly_capacity_factors (hydro_simple_scenario_id, generation_plant_id, year, month, hydro_min_flow_mw, hydro_avg_flow_mw) SELECT 21 as hydro_simple_scenario_id, 157887 as generation_plant_id, 2011 as year, month, hydro_min_flow_mw, hydro_avg_flow_mw FROM switch.hydro_historical_monthly_capacity_factors WHERE generation_plant_id = 5000871 AND hydro_simple_scenario_id = 1;
INSERT INTO switch.hydro_historical_monthly_capacity_factors (hydro_simple_scenario_id, generation_plant_id, year, month, hydro_min_flow_mw, hydro_avg_flow_mw) SELECT 21 as hydro_simple_scenario_id, 157885 as generation_plant_id, 2011 as year, month, hydro_min_flow_mw, hydro_avg_flow_mw FROM switch.hydro_historical_monthly_capacity_factors WHERE generation_plant_id = 5000869 AND hydro_simple_scenario_id = 1;
INSERT INTO switch.hydro_historical_monthly_capacity_factors (hydro_simple_scenario_id, generation_plant_id, year, month, hydro_min_flow_mw, hydro_avg_flow_mw) SELECT 21 as hydro_simple_scenario_id, 157884 as generation_plant_id, 2011 as year, month, hydro_min_flow_mw, hydro_avg_flow_mw FROM switch.hydro_historical_monthly_capacity_factors WHERE generation_plant_id = 5000868 AND hydro_simple_scenario_id = 1;
INSERT INTO switch.hydro_historical_monthly_capacity_factors (hydro_simple_scenario_id, generation_plant_id, year, month, hydro_min_flow_mw, hydro_avg_flow_mw) SELECT 21 as hydro_simple_scenario_id, 157886 as generation_plant_id, 2011 as year, month, hydro_min_flow_mw, hydro_avg_flow_mw FROM switch.hydro_historical_monthly_capacity_factors WHERE generation_plant_id = 5000870 AND hydro_simple_scenario_id = 1;
INSERT INTO switch.hydro_historical_monthly_capacity_factors (hydro_simple_scenario_id, generation_plant_id, year, month, hydro_min_flow_mw, hydro_avg_flow_mw) SELECT 21 as hydro_simple_scenario_id, 157946 as generation_plant_id, 2011 as year, month, hydro_min_flow_mw, hydro_avg_flow_mw FROM switch.hydro_historical_monthly_capacity_factors WHERE generation_plant_id = 1157631019 AND hydro_simple_scenario_id = 1;
INSERT INTO switch.hydro_historical_monthly_capacity_factors (hydro_simple_scenario_id, generation_plant_id, year, month, hydro_min_flow_mw, hydro_avg_flow_mw) SELECT 21 as hydro_simple_scenario_id, 157944 as generation_plant_id, 2011 as year, month, hydro_min_flow_mw, hydro_avg_flow_mw FROM switch.hydro_historical_monthly_capacity_factors WHERE generation_plant_id = 1157631017 AND hydro_simple_scenario_id = 1;
INSERT INTO switch.hydro_historical_monthly_capacity_factors (hydro_simple_scenario_id, generation_plant_id, year, month, hydro_min_flow_mw, hydro_avg_flow_mw) SELECT 21 as hydro_simple_scenario_id, 157888 as generation_plant_id, 2011 as year, month, hydro_min_flow_mw, hydro_avg_flow_mw FROM switch.hydro_historical_monthly_capacity_factors WHERE generation_plant_id = 5000872 AND hydro_simple_scenario_id = 1;
INSERT INTO switch.hydro_historical_monthly_capacity_factors (hydro_simple_scenario_id, generation_plant_id, year, month, hydro_min_flow_mw, hydro_avg_flow_mw) SELECT 21 as hydro_simple_scenario_id, 157889 as generation_plant_id, 2011 as year, month, hydro_min_flow_mw, hydro_avg_flow_mw FROM switch.hydro_historical_monthly_capacity_factors WHERE generation_plant_id = 5000873 AND hydro_simple_scenario_id = 1;
INSERT INTO switch.hydro_historical_monthly_capacity_factors (hydro_simple_scenario_id, generation_plant_id, year, month, hydro_min_flow_mw, hydro_avg_flow_mw) SELECT 21 as hydro_simple_scenario_id, 157991 as generation_plant_id, 2011 as year, month, hydro_min_flow_mw, hydro_avg_flow_mw FROM switch.hydro_historical_monthly_capacity_factors WHERE generation_plant_id = 1157631064 AND hydro_simple_scenario_id = 1;
INSERT INTO switch.hydro_historical_monthly_capacity_factors (hydro_simple_scenario_id, generation_plant_id, year, month, hydro_min_flow_mw, hydro_avg_flow_mw) SELECT 21 as hydro_simple_scenario_id, 158041 as generation_plant_id, 2011 as year, month, hydro_min_flow_mw, hydro_avg_flow_mw FROM switch.hydro_historical_monthly_capacity_factors WHERE generation_plant_id = 1157631114 AND hydro_simple_scenario_id = 1;
INSERT INTO switch.hydro_historical_monthly_capacity_factors (hydro_simple_scenario_id, generation_plant_id, year, month, hydro_min_flow_mw, hydro_avg_flow_mw) SELECT 21 as hydro_simple_scenario_id, 158042 as generation_plant_id, 2011 as year, month, hydro_min_flow_mw, hydro_avg_flow_mw FROM switch.hydro_historical_monthly_capacity_factors WHERE generation_plant_id = 1157631115 AND hydro_simple_scenario_id = 1;
INSERT INTO switch.hydro_historical_monthly_capacity_factors (hydro_simple_scenario_id, generation_plant_id, year, month, hydro_min_flow_mw, hydro_avg_flow_mw) SELECT 21 as hydro_simple_scenario_id, 157890 as generation_plant_id, 2011 as year, month, hydro_min_flow_mw, hydro_avg_flow_mw FROM switch.hydro_historical_monthly_capacity_factors WHERE generation_plant_id = 5000874 AND hydro_simple_scenario_id = 1;
INSERT INTO switch.hydro_historical_monthly_capacity_factors (hydro_simple_scenario_id, generation_plant_id, year, month, hydro_min_flow_mw, hydro_avg_flow_mw) SELECT 21 as hydro_simple_scenario_id, 157891 as generation_plant_id, 2011 as year, month, hydro_min_flow_mw, hydro_avg_flow_mw FROM switch.hydro_historical_monthly_capacity_factors WHERE generation_plant_id = 5000875 AND hydro_simple_scenario_id = 1;
INSERT INTO switch.hydro_historical_monthly_capacity_factors (hydro_simple_scenario_id, generation_plant_id, year, month, hydro_min_flow_mw, hydro_avg_flow_mw) SELECT 21 as hydro_simple_scenario_id, 157892 as generation_plant_id, 2011 as year, month, hydro_min_flow_mw, hydro_avg_flow_mw FROM switch.hydro_historical_monthly_capacity_factors WHERE generation_plant_id = 5000876 AND hydro_simple_scenario_id = 1;
INSERT INTO switch.hydro_historical_monthly_capacity_factors (hydro_simple_scenario_id, generation_plant_id, year, month, hydro_min_flow_mw, hydro_avg_flow_mw) SELECT 21 as hydro_simple_scenario_id, 157893 as generation_plant_id, 2011 as year, month, hydro_min_flow_mw, hydro_avg_flow_mw FROM switch.hydro_historical_monthly_capacity_factors WHERE generation_plant_id = 5000877 AND hydro_simple_scenario_id = 1;
INSERT INTO switch.hydro_historical_monthly_capacity_factors (hydro_simple_scenario_id, generation_plant_id, year, month, hydro_min_flow_mw, hydro_avg_flow_mw) SELECT 21 as hydro_simple_scenario_id, 158020 as generation_plant_id, 2011 as year, month, hydro_min_flow_mw, hydro_avg_flow_mw FROM switch.hydro_historical_monthly_capacity_factors WHERE generation_plant_id = 1157631093 AND hydro_simple_scenario_id = 1;
INSERT INTO switch.hydro_historical_monthly_capacity_factors (hydro_simple_scenario_id, generation_plant_id, year, month, hydro_min_flow_mw, hydro_avg_flow_mw) SELECT 21 as hydro_simple_scenario_id, 158024 as generation_plant_id, 2011 as year, month, hydro_min_flow_mw, hydro_avg_flow_mw FROM switch.hydro_historical_monthly_capacity_factors WHERE generation_plant_id = 1157631097 AND hydro_simple_scenario_id = 1;
INSERT INTO switch.hydro_historical_monthly_capacity_factors (hydro_simple_scenario_id, generation_plant_id, year, month, hydro_min_flow_mw, hydro_avg_flow_mw) SELECT 21 as hydro_simple_scenario_id, 158054 as generation_plant_id, 2011 as year, month, hydro_min_flow_mw, hydro_avg_flow_mw FROM switch.hydro_historical_monthly_capacity_factors WHERE generation_plant_id = 1157631127 AND hydro_simple_scenario_id = 1;
INSERT INTO switch.hydro_historical_monthly_capacity_factors (hydro_simple_scenario_id, generation_plant_id, year, month, hydro_min_flow_mw, hydro_avg_flow_mw) SELECT 21 as hydro_simple_scenario_id, 158058 as generation_plant_id, 2011 as year, month, hydro_min_flow_mw, hydro_avg_flow_mw FROM switch.hydro_historical_monthly_capacity_factors WHERE generation_plant_id = 1157631131 AND hydro_simple_scenario_id = 1;
INSERT INTO switch.hydro_historical_monthly_capacity_factors (hydro_simple_scenario_id, generation_plant_id, year, month, hydro_min_flow_mw, hydro_avg_flow_mw) SELECT 21 as hydro_simple_scenario_id, 157996 as generation_plant_id, 2011 as year, month, hydro_min_flow_mw, hydro_avg_flow_mw FROM switch.hydro_historical_monthly_capacity_factors WHERE generation_plant_id = 1157631069 AND hydro_simple_scenario_id = 1;
INSERT INTO switch.hydro_historical_monthly_capacity_factors (hydro_simple_scenario_id, generation_plant_id, year, month, hydro_min_flow_mw, hydro_avg_flow_mw) SELECT 21 as hydro_simple_scenario_id, 158001 as generation_plant_id, 2011 as year, month, hydro_min_flow_mw, hydro_avg_flow_mw FROM switch.hydro_historical_monthly_capacity_factors WHERE generation_plant_id = 1157631074 AND hydro_simple_scenario_id = 1;
INSERT INTO switch.hydro_historical_monthly_capacity_factors (hydro_simple_scenario_id, generation_plant_id, year, month, hydro_min_flow_mw, hydro_avg_flow_mw) SELECT 21 as hydro_simple_scenario_id, 157998 as generation_plant_id, 2011 as year, month, hydro_min_flow_mw, hydro_avg_flow_mw FROM switch.hydro_historical_monthly_capacity_factors WHERE generation_plant_id = 1157631071 AND hydro_simple_scenario_id = 1;
INSERT INTO switch.hydro_historical_monthly_capacity_factors (hydro_simple_scenario_id, generation_plant_id, year, month, hydro_min_flow_mw, hydro_avg_flow_mw) SELECT 21 as hydro_simple_scenario_id, 157999 as generation_plant_id, 2011 as year, month, hydro_min_flow_mw, hydro_avg_flow_mw FROM switch.hydro_historical_monthly_capacity_factors WHERE generation_plant_id = 1157631072 AND hydro_simple_scenario_id = 1;
INSERT INTO switch.hydro_historical_monthly_capacity_factors (hydro_simple_scenario_id, generation_plant_id, year, month, hydro_min_flow_mw, hydro_avg_flow_mw) SELECT 21 as hydro_simple_scenario_id, 157894 as generation_plant_id, 2011 as year, month, hydro_min_flow_mw, hydro_avg_flow_mw FROM switch.hydro_historical_monthly_capacity_factors WHERE generation_plant_id = 5000878 AND hydro_simple_scenario_id = 1;
INSERT INTO switch.hydro_historical_monthly_capacity_factors (hydro_simple_scenario_id, generation_plant_id, year, month, hydro_min_flow_mw, hydro_avg_flow_mw) SELECT 21 as hydro_simple_scenario_id, 157895 as generation_plant_id, 2011 as year, month, hydro_min_flow_mw, hydro_avg_flow_mw FROM switch.hydro_historical_monthly_capacity_factors WHERE generation_plant_id = 5000879 AND hydro_simple_scenario_id = 1;
INSERT INTO switch.hydro_historical_monthly_capacity_factors (hydro_simple_scenario_id, generation_plant_id, year, month, hydro_min_flow_mw, hydro_avg_flow_mw) SELECT 21 as hydro_simple_scenario_id, 158000 as generation_plant_id, 2011 as year, month, hydro_min_flow_mw, hydro_avg_flow_mw FROM switch.hydro_historical_monthly_capacity_factors WHERE generation_plant_id = 1157631073 AND hydro_simple_scenario_id = 1;
INSERT INTO switch.hydro_historical_monthly_capacity_factors (hydro_simple_scenario_id, generation_plant_id, year, month, hydro_min_flow_mw, hydro_avg_flow_mw) SELECT 21 as hydro_simple_scenario_id, 157896 as generation_plant_id, 2011 as year, month, hydro_min_flow_mw, hydro_avg_flow_mw FROM switch.hydro_historical_monthly_capacity_factors WHERE generation_plant_id = 5000880 AND hydro_simple_scenario_id = 1;
INSERT INTO switch.hydro_historical_monthly_capacity_factors (hydro_simple_scenario_id, generation_plant_id, year, month, hydro_min_flow_mw, hydro_avg_flow_mw) SELECT 21 as hydro_simple_scenario_id, 157897 as generation_plant_id, 2011 as year, month, hydro_min_flow_mw, hydro_avg_flow_mw FROM switch.hydro_historical_monthly_capacity_factors WHERE generation_plant_id = 5000881 AND hydro_simple_scenario_id = 1;
INSERT INTO switch.hydro_historical_monthly_capacity_factors (hydro_simple_scenario_id, generation_plant_id, year, month, hydro_min_flow_mw, hydro_avg_flow_mw) SELECT 21 as hydro_simple_scenario_id, 157983 as generation_plant_id, 2011 as year, month, hydro_min_flow_mw, hydro_avg_flow_mw FROM switch.hydro_historical_monthly_capacity_factors WHERE generation_plant_id = 1157631056 AND hydro_simple_scenario_id = 1;
INSERT INTO switch.hydro_historical_monthly_capacity_factors (hydro_simple_scenario_id, generation_plant_id, year, month, hydro_min_flow_mw, hydro_avg_flow_mw) SELECT 21 as hydro_simple_scenario_id, 157990 as generation_plant_id, 2011 as year, month, hydro_min_flow_mw, hydro_avg_flow_mw FROM switch.hydro_historical_monthly_capacity_factors WHERE generation_plant_id = 1157631063 AND hydro_simple_scenario_id = 1;
INSERT INTO switch.hydro_historical_monthly_capacity_factors (hydro_simple_scenario_id, generation_plant_id, year, month, hydro_min_flow_mw, hydro_avg_flow_mw) SELECT 21 as hydro_simple_scenario_id, 157898 as generation_plant_id, 2011 as year, month, hydro_min_flow_mw, hydro_avg_flow_mw FROM switch.hydro_historical_monthly_capacity_factors WHERE generation_plant_id = 5000882 AND hydro_simple_scenario_id = 1;
INSERT INTO switch.hydro_historical_monthly_capacity_factors (hydro_simple_scenario_id, generation_plant_id, year, month, hydro_min_flow_mw, hydro_avg_flow_mw) SELECT 21 as hydro_simple_scenario_id, 157899 as generation_plant_id, 2011 as year, month, hydro_min_flow_mw, hydro_avg_flow_mw FROM switch.hydro_historical_monthly_capacity_factors WHERE generation_plant_id = 5000883 AND hydro_simple_scenario_id = 1;
INSERT INTO switch.hydro_historical_monthly_capacity_factors (hydro_simple_scenario_id, generation_plant_id, year, month, hydro_min_flow_mw, hydro_avg_flow_mw) SELECT 21 as hydro_simple_scenario_id, 157900 as generation_plant_id, 2011 as year, month, hydro_min_flow_mw, hydro_avg_flow_mw FROM switch.hydro_historical_monthly_capacity_factors WHERE generation_plant_id = 5000884 AND hydro_simple_scenario_id = 1;
INSERT INTO switch.hydro_historical_monthly_capacity_factors (hydro_simple_scenario_id, generation_plant_id, year, month, hydro_min_flow_mw, hydro_avg_flow_mw) SELECT 21 as hydro_simple_scenario_id, 157943 as generation_plant_id, 2011 as year, month, hydro_min_flow_mw, hydro_avg_flow_mw FROM switch.hydro_historical_monthly_capacity_factors WHERE generation_plant_id = 1157631016 AND hydro_simple_scenario_id = 1;
INSERT INTO switch.hydro_historical_monthly_capacity_factors (hydro_simple_scenario_id, generation_plant_id, year, month, hydro_min_flow_mw, hydro_avg_flow_mw) SELECT 21 as hydro_simple_scenario_id, 157947 as generation_plant_id, 2011 as year, month, hydro_min_flow_mw, hydro_avg_flow_mw FROM switch.hydro_historical_monthly_capacity_factors WHERE generation_plant_id = 1157631020 AND hydro_simple_scenario_id = 1;
INSERT INTO switch.hydro_historical_monthly_capacity_factors (hydro_simple_scenario_id, generation_plant_id, year, month, hydro_min_flow_mw, hydro_avg_flow_mw) SELECT 21 as hydro_simple_scenario_id, 157988 as generation_plant_id, 2011 as year, month, hydro_min_flow_mw, hydro_avg_flow_mw FROM switch.hydro_historical_monthly_capacity_factors WHERE generation_plant_id = 1157631061 AND hydro_simple_scenario_id = 1;
INSERT INTO switch.hydro_historical_monthly_capacity_factors (hydro_simple_scenario_id, generation_plant_id, year, month, hydro_min_flow_mw, hydro_avg_flow_mw) SELECT 21 as hydro_simple_scenario_id, 157901 as generation_plant_id, 2011 as year, month, hydro_min_flow_mw, hydro_avg_flow_mw FROM switch.hydro_historical_monthly_capacity_factors WHERE generation_plant_id = 5000885 AND hydro_simple_scenario_id = 1;
INSERT INTO switch.hydro_historical_monthly_capacity_factors (hydro_simple_scenario_id, generation_plant_id, year, month, hydro_min_flow_mw, hydro_avg_flow_mw) SELECT 21 as hydro_simple_scenario_id, 157838 as generation_plant_id, 2011 as year, month, hydro_min_flow_mw, hydro_avg_flow_mw FROM switch.hydro_historical_monthly_capacity_factors WHERE generation_plant_id = 5000822 AND hydro_simple_scenario_id = 1;
INSERT INTO switch.hydro_historical_monthly_capacity_factors (hydro_simple_scenario_id, generation_plant_id, year, month, hydro_min_flow_mw, hydro_avg_flow_mw) SELECT 21 as hydro_simple_scenario_id, 157987 as generation_plant_id, 2011 as year, month, hydro_min_flow_mw, hydro_avg_flow_mw FROM switch.hydro_historical_monthly_capacity_factors WHERE generation_plant_id = 1157631060 AND hydro_simple_scenario_id = 1;
INSERT INTO switch.hydro_historical_monthly_capacity_factors (hydro_simple_scenario_id, generation_plant_id, year, month, hydro_min_flow_mw, hydro_avg_flow_mw) SELECT 21 as hydro_simple_scenario_id, 157985 as generation_plant_id, 2011 as year, month, hydro_min_flow_mw, hydro_avg_flow_mw FROM switch.hydro_historical_monthly_capacity_factors WHERE generation_plant_id = 1157631058 AND hydro_simple_scenario_id = 1;
INSERT INTO switch.hydro_historical_monthly_capacity_factors (hydro_simple_scenario_id, generation_plant_id, year, month, hydro_min_flow_mw, hydro_avg_flow_mw) SELECT 21 as hydro_simple_scenario_id, 158052 as generation_plant_id, 2011 as year, month, hydro_min_flow_mw, hydro_avg_flow_mw FROM switch.hydro_historical_monthly_capacity_factors WHERE generation_plant_id = 1157631125 AND hydro_simple_scenario_id = 1;
INSERT INTO switch.hydro_historical_monthly_capacity_factors (hydro_simple_scenario_id, generation_plant_id, year, month, hydro_min_flow_mw, hydro_avg_flow_mw) SELECT 21 as hydro_simple_scenario_id, 158053 as generation_plant_id, 2011 as year, month, hydro_min_flow_mw, hydro_avg_flow_mw FROM switch.hydro_historical_monthly_capacity_factors WHERE generation_plant_id = 1157631126 AND hydro_simple_scenario_id = 1;
INSERT INTO switch.hydro_historical_monthly_capacity_factors (hydro_simple_scenario_id, generation_plant_id, year, month, hydro_min_flow_mw, hydro_avg_flow_mw) SELECT 21 as hydro_simple_scenario_id, 158005 as generation_plant_id, 2011 as year, month, hydro_min_flow_mw, hydro_avg_flow_mw FROM switch.hydro_historical_monthly_capacity_factors WHERE generation_plant_id = 1157631078 AND hydro_simple_scenario_id = 1;
INSERT INTO switch.hydro_historical_monthly_capacity_factors (hydro_simple_scenario_id, generation_plant_id, year, month, hydro_min_flow_mw, hydro_avg_flow_mw) SELECT 21 as hydro_simple_scenario_id, 158003 as generation_plant_id, 2011 as year, month, hydro_min_flow_mw, hydro_avg_flow_mw FROM switch.hydro_historical_monthly_capacity_factors WHERE generation_plant_id = 1157631076 AND hydro_simple_scenario_id = 1;
INSERT INTO switch.hydro_historical_monthly_capacity_factors (hydro_simple_scenario_id, generation_plant_id, year, month, hydro_min_flow_mw, hydro_avg_flow_mw) SELECT 21 as hydro_simple_scenario_id, 157984 as generation_plant_id, 2011 as year, month, hydro_min_flow_mw, hydro_avg_flow_mw FROM switch.hydro_historical_monthly_capacity_factors WHERE generation_plant_id = 1157631057 AND hydro_simple_scenario_id = 1;
INSERT INTO switch.hydro_historical_monthly_capacity_factors (hydro_simple_scenario_id, generation_plant_id, year, month, hydro_min_flow_mw, hydro_avg_flow_mw) SELECT 21 as hydro_simple_scenario_id, 157902 as generation_plant_id, 2011 as year, month, hydro_min_flow_mw, hydro_avg_flow_mw FROM switch.hydro_historical_monthly_capacity_factors WHERE generation_plant_id = 5000886 AND hydro_simple_scenario_id = 1;
INSERT INTO switch.hydro_historical_monthly_capacity_factors (hydro_simple_scenario_id, generation_plant_id, year, month, hydro_min_flow_mw, hydro_avg_flow_mw) SELECT 21 as hydro_simple_scenario_id, 157903 as generation_plant_id, 2011 as year, month, hydro_min_flow_mw, hydro_avg_flow_mw FROM switch.hydro_historical_monthly_capacity_factors WHERE generation_plant_id = 5000887 AND hydro_simple_scenario_id = 1;
INSERT INTO switch.hydro_historical_monthly_capacity_factors (hydro_simple_scenario_id, generation_plant_id, year, month, hydro_min_flow_mw, hydro_avg_flow_mw) SELECT 21 as hydro_simple_scenario_id, 157955 as generation_plant_id, 2011 as year, month, hydro_min_flow_mw, hydro_avg_flow_mw FROM switch.hydro_historical_monthly_capacity_factors WHERE generation_plant_id = 1157631028 AND hydro_simple_scenario_id = 1;
INSERT INTO switch.hydro_historical_monthly_capacity_factors (hydro_simple_scenario_id, generation_plant_id, year, month, hydro_min_flow_mw, hydro_avg_flow_mw) SELECT 21 as hydro_simple_scenario_id, 157839 as generation_plant_id, 2011 as year, month, hydro_min_flow_mw, hydro_avg_flow_mw FROM switch.hydro_historical_monthly_capacity_factors WHERE generation_plant_id = 5000823 AND hydro_simple_scenario_id = 1;
INSERT INTO switch.hydro_historical_monthly_capacity_factors (hydro_simple_scenario_id, generation_plant_id, year, month, hydro_min_flow_mw, hydro_avg_flow_mw) SELECT 21 as hydro_simple_scenario_id, 157904 as generation_plant_id, 2011 as year, month, hydro_min_flow_mw, hydro_avg_flow_mw FROM switch.hydro_historical_monthly_capacity_factors WHERE generation_plant_id = 5000888 AND hydro_simple_scenario_id = 1;
INSERT INTO switch.hydro_historical_monthly_capacity_factors (hydro_simple_scenario_id, generation_plant_id, year, month, hydro_min_flow_mw, hydro_avg_flow_mw) SELECT 21 as hydro_simple_scenario_id, 158023 as generation_plant_id, 2011 as year, month, hydro_min_flow_mw, hydro_avg_flow_mw FROM switch.hydro_historical_monthly_capacity_factors WHERE generation_plant_id = 1157631096 AND hydro_simple_scenario_id = 1;
INSERT INTO switch.hydro_historical_monthly_capacity_factors (hydro_simple_scenario_id, generation_plant_id, year, month, hydro_min_flow_mw, hydro_avg_flow_mw) SELECT 21 as hydro_simple_scenario_id, 157989 as generation_plant_id, 2011 as year, month, hydro_min_flow_mw, hydro_avg_flow_mw FROM switch.hydro_historical_monthly_capacity_factors WHERE generation_plant_id = 1157631062 AND hydro_simple_scenario_id = 1;
INSERT INTO switch.hydro_historical_monthly_capacity_factors (hydro_simple_scenario_id, generation_plant_id, year, month, hydro_min_flow_mw, hydro_avg_flow_mw) SELECT 21 as hydro_simple_scenario_id, 157905 as generation_plant_id, 2011 as year, month, hydro_min_flow_mw, hydro_avg_flow_mw FROM switch.hydro_historical_monthly_capacity_factors WHERE generation_plant_id = 5000889 AND hydro_simple_scenario_id = 1;
INSERT INTO switch.hydro_historical_monthly_capacity_factors (hydro_simple_scenario_id, generation_plant_id, year, month, hydro_min_flow_mw, hydro_avg_flow_mw) SELECT 21 as hydro_simple_scenario_id, 157906 as generation_plant_id, 2011 as year, month, hydro_min_flow_mw, hydro_avg_flow_mw FROM switch.hydro_historical_monthly_capacity_factors WHERE generation_plant_id = 5000890 AND hydro_simple_scenario_id = 1;
INSERT INTO switch.hydro_historical_monthly_capacity_factors (hydro_simple_scenario_id, generation_plant_id, year, month, hydro_min_flow_mw, hydro_avg_flow_mw) SELECT 21 as hydro_simple_scenario_id, 157907 as generation_plant_id, 2011 as year, month, hydro_min_flow_mw, hydro_avg_flow_mw FROM switch.hydro_historical_monthly_capacity_factors WHERE generation_plant_id = 5000891 AND hydro_simple_scenario_id = 1;
INSERT INTO switch.hydro_historical_monthly_capacity_factors (hydro_simple_scenario_id, generation_plant_id, year, month, hydro_min_flow_mw, hydro_avg_flow_mw) SELECT 21 as hydro_simple_scenario_id, 157908 as generation_plant_id, 2011 as year, month, hydro_min_flow_mw, hydro_avg_flow_mw FROM switch.hydro_historical_monthly_capacity_factors WHERE generation_plant_id = 5000892 AND hydro_simple_scenario_id = 1;
INSERT INTO switch.hydro_historical_monthly_capacity_factors (hydro_simple_scenario_id, generation_plant_id, year, month, hydro_min_flow_mw, hydro_avg_flow_mw) SELECT 21 as hydro_simple_scenario_id, 158011 as generation_plant_id, 2011 as year, month, hydro_min_flow_mw, hydro_avg_flow_mw FROM switch.hydro_historical_monthly_capacity_factors WHERE generation_plant_id = 1157631084 AND hydro_simple_scenario_id = 1;
INSERT INTO switch.hydro_historical_monthly_capacity_factors (hydro_simple_scenario_id, generation_plant_id, year, month, hydro_min_flow_mw, hydro_avg_flow_mw) SELECT 21 as hydro_simple_scenario_id, 158013 as generation_plant_id, 2011 as year, month, hydro_min_flow_mw, hydro_avg_flow_mw FROM switch.hydro_historical_monthly_capacity_factors WHERE generation_plant_id = 1157631086 AND hydro_simple_scenario_id = 1;
INSERT INTO switch.hydro_historical_monthly_capacity_factors (hydro_simple_scenario_id, generation_plant_id, year, month, hydro_min_flow_mw, hydro_avg_flow_mw) SELECT 21 as hydro_simple_scenario_id, 157840 as generation_plant_id, 2011 as year, month, hydro_min_flow_mw, hydro_avg_flow_mw FROM switch.hydro_historical_monthly_capacity_factors WHERE generation_plant_id = 5000824 AND hydro_simple_scenario_id = 1;
INSERT INTO switch.hydro_historical_monthly_capacity_factors (hydro_simple_scenario_id, generation_plant_id, year, month, hydro_min_flow_mw, hydro_avg_flow_mw) SELECT 21 as hydro_simple_scenario_id, 158012 as generation_plant_id, 2011 as year, month, hydro_min_flow_mw, hydro_avg_flow_mw FROM switch.hydro_historical_monthly_capacity_factors WHERE generation_plant_id = 1157631085 AND hydro_simple_scenario_id = 1;
INSERT INTO switch.hydro_historical_monthly_capacity_factors (hydro_simple_scenario_id, generation_plant_id, year, month, hydro_min_flow_mw, hydro_avg_flow_mw) SELECT 21 as hydro_simple_scenario_id, 157909 as generation_plant_id, 2011 as year, month, hydro_min_flow_mw, hydro_avg_flow_mw FROM switch.hydro_historical_monthly_capacity_factors WHERE generation_plant_id = 5000893 AND hydro_simple_scenario_id = 1;
INSERT INTO switch.hydro_historical_monthly_capacity_factors (hydro_simple_scenario_id, generation_plant_id, year, month, hydro_min_flow_mw, hydro_avg_flow_mw) SELECT 21 as hydro_simple_scenario_id, 158002 as generation_plant_id, 2011 as year, month, hydro_min_flow_mw, hydro_avg_flow_mw FROM switch.hydro_historical_monthly_capacity_factors WHERE generation_plant_id = 1157631075 AND hydro_simple_scenario_id = 1;
INSERT INTO switch.hydro_historical_monthly_capacity_factors (hydro_simple_scenario_id, generation_plant_id, year, month, hydro_min_flow_mw, hydro_avg_flow_mw) SELECT 21 as hydro_simple_scenario_id, 157841 as generation_plant_id, 2011 as year, month, hydro_min_flow_mw, hydro_avg_flow_mw FROM switch.hydro_historical_monthly_capacity_factors WHERE generation_plant_id = 5000825 AND hydro_simple_scenario_id = 1;
INSERT INTO switch.hydro_historical_monthly_capacity_factors (hydro_simple_scenario_id, generation_plant_id, year, month, hydro_min_flow_mw, hydro_avg_flow_mw) SELECT 21 as hydro_simple_scenario_id, 157997 as generation_plant_id, 2011 as year, month, hydro_min_flow_mw, hydro_avg_flow_mw FROM switch.hydro_historical_monthly_capacity_factors WHERE generation_plant_id = 1157631070 AND hydro_simple_scenario_id = 1;
INSERT INTO switch.hydro_historical_monthly_capacity_factors (hydro_simple_scenario_id, generation_plant_id, year, month, hydro_min_flow_mw, hydro_avg_flow_mw) SELECT 21 as hydro_simple_scenario_id, 158004 as generation_plant_id, 2011 as year, month, hydro_min_flow_mw, hydro_avg_flow_mw FROM switch.hydro_historical_monthly_capacity_factors WHERE generation_plant_id = 1157631077 AND hydro_simple_scenario_id = 1;
INSERT INTO switch.hydro_historical_monthly_capacity_factors (hydro_simple_scenario_id, generation_plant_id, year, month, hydro_min_flow_mw, hydro_avg_flow_mw) SELECT 21 as hydro_simple_scenario_id, 157910 as generation_plant_id, 2011 as year, month, hydro_min_flow_mw, hydro_avg_flow_mw FROM switch.hydro_historical_monthly_capacity_factors WHERE generation_plant_id = 5000894 AND hydro_simple_scenario_id = 1;
INSERT INTO switch.hydro_historical_monthly_capacity_factors (hydro_simple_scenario_id, generation_plant_id, year, month, hydro_min_flow_mw, hydro_avg_flow_mw) SELECT 21 as hydro_simple_scenario_id, 157911 as generation_plant_id, 2011 as year, month, hydro_min_flow_mw, hydro_avg_flow_mw FROM switch.hydro_historical_monthly_capacity_factors WHERE generation_plant_id = 5000895 AND hydro_simple_scenario_id = 1;
INSERT INTO switch.hydro_historical_monthly_capacity_factors (hydro_simple_scenario_id, generation_plant_id, year, month, hydro_min_flow_mw, hydro_avg_flow_mw) SELECT 21 as hydro_simple_scenario_id, 157922 as generation_plant_id, 2011 as year, month, hydro_min_flow_mw, hydro_avg_flow_mw FROM switch.hydro_historical_monthly_capacity_factors WHERE generation_plant_id = 5000906 AND hydro_simple_scenario_id = 1;
INSERT INTO switch.hydro_historical_monthly_capacity_factors (hydro_simple_scenario_id, generation_plant_id, year, month, hydro_min_flow_mw, hydro_avg_flow_mw) SELECT 21 as hydro_simple_scenario_id, 157982 as generation_plant_id, 2011 as year, month, hydro_min_flow_mw, hydro_avg_flow_mw FROM switch.hydro_historical_monthly_capacity_factors WHERE generation_plant_id = 1157631055 AND hydro_simple_scenario_id = 1;
INSERT INTO switch.hydro_historical_monthly_capacity_factors (hydro_simple_scenario_id, generation_plant_id, year, month, hydro_min_flow_mw, hydro_avg_flow_mw) SELECT 21 as hydro_simple_scenario_id, 157981 as generation_plant_id, 2011 as year, month, hydro_min_flow_mw, hydro_avg_flow_mw FROM switch.hydro_historical_monthly_capacity_factors WHERE generation_plant_id = 1157631054 AND hydro_simple_scenario_id = 1;
INSERT INTO switch.hydro_historical_monthly_capacity_factors (hydro_simple_scenario_id, generation_plant_id, year, month, hydro_min_flow_mw, hydro_avg_flow_mw) SELECT 21 as hydro_simple_scenario_id, 157980 as generation_plant_id, 2011 as year, month, hydro_min_flow_mw, hydro_avg_flow_mw FROM switch.hydro_historical_monthly_capacity_factors WHERE generation_plant_id = 1157631053 AND hydro_simple_scenario_id = 1;
INSERT INTO switch.hydro_historical_monthly_capacity_factors (hydro_simple_scenario_id, generation_plant_id, year, month, hydro_min_flow_mw, hydro_avg_flow_mw) SELECT 21 as hydro_simple_scenario_id, 157942 as generation_plant_id, 2011 as year, month, hydro_min_flow_mw, hydro_avg_flow_mw FROM switch.hydro_historical_monthly_capacity_factors WHERE generation_plant_id = 1157631015 AND hydro_simple_scenario_id = 1;
INSERT INTO switch.hydro_historical_monthly_capacity_factors (hydro_simple_scenario_id, generation_plant_id, year, month, hydro_min_flow_mw, hydro_avg_flow_mw) SELECT 21 as hydro_simple_scenario_id, 157912 as generation_plant_id, 2011 as year, month, hydro_min_flow_mw, hydro_avg_flow_mw FROM switch.hydro_historical_monthly_capacity_factors WHERE generation_plant_id = 5000896 AND hydro_simple_scenario_id = 1;
INSERT INTO switch.hydro_historical_monthly_capacity_factors (hydro_simple_scenario_id, generation_plant_id, year, month, hydro_min_flow_mw, hydro_avg_flow_mw) SELECT 21 as hydro_simple_scenario_id, 157913 as generation_plant_id, 2011 as year, month, hydro_min_flow_mw, hydro_avg_flow_mw FROM switch.hydro_historical_monthly_capacity_factors WHERE generation_plant_id = 5000897 AND hydro_simple_scenario_id = 1;
INSERT INTO switch.hydro_historical_monthly_capacity_factors (hydro_simple_scenario_id, generation_plant_id, year, month, hydro_min_flow_mw, hydro_avg_flow_mw) SELECT 21 as hydro_simple_scenario_id, 157914 as generation_plant_id, 2011 as year, month, hydro_min_flow_mw, hydro_avg_flow_mw FROM switch.hydro_historical_monthly_capacity_factors WHERE generation_plant_id = 5000898 AND hydro_simple_scenario_id = 1;
INSERT INTO switch.hydro_historical_monthly_capacity_factors (hydro_simple_scenario_id, generation_plant_id, year, month, hydro_min_flow_mw, hydro_avg_flow_mw) SELECT 21 as hydro_simple_scenario_id, 157915 as generation_plant_id, 2011 as year, month, hydro_min_flow_mw, hydro_avg_flow_mw FROM switch.hydro_historical_monthly_capacity_factors WHERE generation_plant_id = 5000899 AND hydro_simple_scenario_id = 1;
INSERT INTO switch.hydro_historical_monthly_capacity_factors (hydro_simple_scenario_id, generation_plant_id, year, month, hydro_min_flow_mw, hydro_avg_flow_mw) SELECT 21 as hydro_simple_scenario_id, 157916 as generation_plant_id, 2011 as year, month, hydro_min_flow_mw, hydro_avg_flow_mw FROM switch.hydro_historical_monthly_capacity_factors WHERE generation_plant_id = 5000900 AND hydro_simple_scenario_id = 1;
INSERT INTO switch.hydro_historical_monthly_capacity_factors (hydro_simple_scenario_id, generation_plant_id, year, month, hydro_min_flow_mw, hydro_avg_flow_mw) SELECT 21 as hydro_simple_scenario_id, 157974 as generation_plant_id, 2011 as year, month, hydro_min_flow_mw, hydro_avg_flow_mw FROM switch.hydro_historical_monthly_capacity_factors WHERE generation_plant_id = 1157631047 AND hydro_simple_scenario_id = 1;
INSERT INTO switch.hydro_historical_monthly_capacity_factors (hydro_simple_scenario_id, generation_plant_id, year, month, hydro_min_flow_mw, hydro_avg_flow_mw) SELECT 21 as hydro_simple_scenario_id, 157976 as generation_plant_id, 2011 as year, month, hydro_min_flow_mw, hydro_avg_flow_mw FROM switch.hydro_historical_monthly_capacity_factors WHERE generation_plant_id = 1157631049 AND hydro_simple_scenario_id = 1;
INSERT INTO switch.hydro_historical_monthly_capacity_factors (hydro_simple_scenario_id, generation_plant_id, year, month, hydro_min_flow_mw, hydro_avg_flow_mw) SELECT 21 as hydro_simple_scenario_id, 157917 as generation_plant_id, 2011 as year, month, hydro_min_flow_mw, hydro_avg_flow_mw FROM switch.hydro_historical_monthly_capacity_factors WHERE generation_plant_id = 5000901 AND hydro_simple_scenario_id = 1;
INSERT INTO switch.hydro_historical_monthly_capacity_factors (hydro_simple_scenario_id, generation_plant_id, year, month, hydro_min_flow_mw, hydro_avg_flow_mw) SELECT 21 as hydro_simple_scenario_id, 157918 as generation_plant_id, 2011 as year, month, hydro_min_flow_mw, hydro_avg_flow_mw FROM switch.hydro_historical_monthly_capacity_factors WHERE generation_plant_id = 5000902 AND hydro_simple_scenario_id = 1;
INSERT INTO switch.hydro_historical_monthly_capacity_factors (hydro_simple_scenario_id, generation_plant_id, year, month, hydro_min_flow_mw, hydro_avg_flow_mw) SELECT 21 as hydro_simple_scenario_id, 157919 as generation_plant_id, 2011 as year, month, hydro_min_flow_mw, hydro_avg_flow_mw FROM switch.hydro_historical_monthly_capacity_factors WHERE generation_plant_id = 5000903 AND hydro_simple_scenario_id = 1;
INSERT INTO switch.hydro_historical_monthly_capacity_factors (hydro_simple_scenario_id, generation_plant_id, year, month, hydro_min_flow_mw, hydro_avg_flow_mw) SELECT 21 as hydro_simple_scenario_id, 157920 as generation_plant_id, 2011 as year, month, hydro_min_flow_mw, hydro_avg_flow_mw FROM switch.hydro_historical_monthly_capacity_factors WHERE generation_plant_id = 5000904 AND hydro_simple_scenario_id = 1;
INSERT INTO switch.hydro_historical_monthly_capacity_factors (hydro_simple_scenario_id, generation_plant_id, year, month, hydro_min_flow_mw, hydro_avg_flow_mw) SELECT 21 as hydro_simple_scenario_id, 157921 as generation_plant_id, 2011 as year, month, hydro_min_flow_mw, hydro_avg_flow_mw FROM switch.hydro_historical_monthly_capacity_factors WHERE generation_plant_id = 5000905 AND hydro_simple_scenario_id = 1;
INSERT INTO switch.hydro_historical_monthly_capacity_factors (hydro_simple_scenario_id, generation_plant_id, year, month, hydro_min_flow_mw, hydro_avg_flow_mw) SELECT 21 as hydro_simple_scenario_id, 157842 as generation_plant_id, 2011 as year, month, hydro_min_flow_mw, hydro_avg_flow_mw FROM switch.hydro_historical_monthly_capacity_factors WHERE generation_plant_id = 5000826 AND hydro_simple_scenario_id = 1;
INSERT INTO switch.hydro_historical_monthly_capacity_factors (hydro_simple_scenario_id, generation_plant_id, year, month, hydro_min_flow_mw, hydro_avg_flow_mw) SELECT 21 as hydro_simple_scenario_id, 157924 as generation_plant_id, 2011 as year, month, hydro_min_flow_mw, hydro_avg_flow_mw FROM switch.hydro_historical_monthly_capacity_factors WHERE generation_plant_id = 5000908 AND hydro_simple_scenario_id = 1;
INSERT INTO switch.hydro_historical_monthly_capacity_factors (hydro_simple_scenario_id, generation_plant_id, year, month, hydro_min_flow_mw, hydro_avg_flow_mw) SELECT 21 as hydro_simple_scenario_id, 157923 as generation_plant_id, 2011 as year, month, hydro_min_flow_mw, hydro_avg_flow_mw FROM switch.hydro_historical_monthly_capacity_factors WHERE generation_plant_id = 5000907 AND hydro_simple_scenario_id = 1;
INSERT INTO switch.hydro_historical_monthly_capacity_factors (hydro_simple_scenario_id, generation_plant_id, year, month, hydro_min_flow_mw, hydro_avg_flow_mw) SELECT 21 as hydro_simple_scenario_id, 157925 as generation_plant_id, 2011 as year, month, hydro_min_flow_mw, hydro_avg_flow_mw FROM switch.hydro_historical_monthly_capacity_factors WHERE generation_plant_id = 5000909 AND hydro_simple_scenario_id = 1;
INSERT INTO switch.hydro_historical_monthly_capacity_factors (hydro_simple_scenario_id, generation_plant_id, year, month, hydro_min_flow_mw, hydro_avg_flow_mw) SELECT 21 as hydro_simple_scenario_id, 157926 as generation_plant_id, 2011 as year, month, hydro_min_flow_mw, hydro_avg_flow_mw FROM switch.hydro_historical_monthly_capacity_factors WHERE generation_plant_id = 5000910 AND hydro_simple_scenario_id = 1;
INSERT INTO switch.hydro_historical_monthly_capacity_factors (hydro_simple_scenario_id, generation_plant_id, year, month, hydro_min_flow_mw, hydro_avg_flow_mw) SELECT 21 as hydro_simple_scenario_id, 158017 as generation_plant_id, 2011 as year, month, hydro_min_flow_mw, hydro_avg_flow_mw FROM switch.hydro_historical_monthly_capacity_factors WHERE generation_plant_id = 1157631090 AND hydro_simple_scenario_id = 1;
INSERT INTO switch.hydro_historical_monthly_capacity_factors (hydro_simple_scenario_id, generation_plant_id, year, month, hydro_min_flow_mw, hydro_avg_flow_mw) SELECT 21 as hydro_simple_scenario_id, 158016 as generation_plant_id, 2011 as year, month, hydro_min_flow_mw, hydro_avg_flow_mw FROM switch.hydro_historical_monthly_capacity_factors WHERE generation_plant_id = 1157631089 AND hydro_simple_scenario_id = 1;
INSERT INTO switch.hydro_historical_monthly_capacity_factors (hydro_simple_scenario_id, generation_plant_id, year, month, hydro_min_flow_mw, hydro_avg_flow_mw) SELECT 21 as hydro_simple_scenario_id, 158015 as generation_plant_id, 2011 as year, month, hydro_min_flow_mw, hydro_avg_flow_mw FROM switch.hydro_historical_monthly_capacity_factors WHERE generation_plant_id = 1157631088 AND hydro_simple_scenario_id = 1;
INSERT INTO switch.hydro_historical_monthly_capacity_factors (hydro_simple_scenario_id, generation_plant_id, year, month, hydro_min_flow_mw, hydro_avg_flow_mw) SELECT 21 as hydro_simple_scenario_id, 157975 as generation_plant_id, 2011 as year, month, hydro_min_flow_mw, hydro_avg_flow_mw FROM switch.hydro_historical_monthly_capacity_factors WHERE generation_plant_id = 1157631048 AND hydro_simple_scenario_id = 1;
INSERT INTO switch.hydro_historical_monthly_capacity_factors (hydro_simple_scenario_id, generation_plant_id, year, month, hydro_min_flow_mw, hydro_avg_flow_mw) SELECT 21 as hydro_simple_scenario_id, 157977 as generation_plant_id, 2011 as year, month, hydro_min_flow_mw, hydro_avg_flow_mw FROM switch.hydro_historical_monthly_capacity_factors WHERE generation_plant_id = 1157631050 AND hydro_simple_scenario_id = 1;
INSERT INTO switch.hydro_historical_monthly_capacity_factors (hydro_simple_scenario_id, generation_plant_id, year, month, hydro_min_flow_mw, hydro_avg_flow_mw) SELECT 21 as hydro_simple_scenario_id, 157963 as generation_plant_id, 2011 as year, month, hydro_min_flow_mw, hydro_avg_flow_mw FROM switch.hydro_historical_monthly_capacity_factors WHERE generation_plant_id = 1157631036 AND hydro_simple_scenario_id = 1;
INSERT INTO switch.hydro_historical_monthly_capacity_factors (hydro_simple_scenario_id, generation_plant_id, year, month, hydro_min_flow_mw, hydro_avg_flow_mw) SELECT 21 as hydro_simple_scenario_id, 157964 as generation_plant_id, 2011 as year, month, hydro_min_flow_mw, hydro_avg_flow_mw FROM switch.hydro_historical_monthly_capacity_factors WHERE generation_plant_id = 1157631037 AND hydro_simple_scenario_id = 1;
INSERT INTO switch.hydro_historical_monthly_capacity_factors (hydro_simple_scenario_id, generation_plant_id, year, month, hydro_min_flow_mw, hydro_avg_flow_mw) SELECT 21 as hydro_simple_scenario_id, 157965 as generation_plant_id, 2011 as year, month, hydro_min_flow_mw, hydro_avg_flow_mw FROM switch.hydro_historical_monthly_capacity_factors WHERE generation_plant_id = 1157631038 AND hydro_simple_scenario_id = 1;
INSERT INTO switch.hydro_historical_monthly_capacity_factors (hydro_simple_scenario_id, generation_plant_id, year, month, hydro_min_flow_mw, hydro_avg_flow_mw) SELECT 21 as hydro_simple_scenario_id, 157966 as generation_plant_id, 2011 as year, month, hydro_min_flow_mw, hydro_avg_flow_mw FROM switch.hydro_historical_monthly_capacity_factors WHERE generation_plant_id = 1157631039 AND hydro_simple_scenario_id = 1;
INSERT INTO switch.hydro_historical_monthly_capacity_factors (hydro_simple_scenario_id, generation_plant_id, year, month, hydro_min_flow_mw, hydro_avg_flow_mw) SELECT 21 as hydro_simple_scenario_id, 158043 as generation_plant_id, 2011 as year, month, hydro_min_flow_mw, hydro_avg_flow_mw FROM switch.hydro_historical_monthly_capacity_factors WHERE generation_plant_id = 1157631116 AND hydro_simple_scenario_id = 1;
INSERT INTO switch.hydro_historical_monthly_capacity_factors (hydro_simple_scenario_id, generation_plant_id, year, month, hydro_min_flow_mw, hydro_avg_flow_mw) SELECT 21 as hydro_simple_scenario_id, 158040 as generation_plant_id, 2011 as year, month, hydro_min_flow_mw, hydro_avg_flow_mw FROM switch.hydro_historical_monthly_capacity_factors WHERE generation_plant_id = 1157631113 AND hydro_simple_scenario_id = 1;
INSERT INTO switch.hydro_historical_monthly_capacity_factors (hydro_simple_scenario_id, generation_plant_id, year, month, hydro_min_flow_mw, hydro_avg_flow_mw) SELECT 21 as hydro_simple_scenario_id, 157843 as generation_plant_id, 2011 as year, month, hydro_min_flow_mw, hydro_avg_flow_mw FROM switch.hydro_historical_monthly_capacity_factors WHERE generation_plant_id = 5000827 AND hydro_simple_scenario_id = 1;
INSERT INTO switch.hydro_historical_monthly_capacity_factors (hydro_simple_scenario_id, generation_plant_id, year, month, hydro_min_flow_mw, hydro_avg_flow_mw) SELECT 21 as hydro_simple_scenario_id, 157927 as generation_plant_id, 2011 as year, month, hydro_min_flow_mw, hydro_avg_flow_mw FROM switch.hydro_historical_monthly_capacity_factors WHERE generation_plant_id = 5000911 AND hydro_simple_scenario_id = 1;
INSERT INTO switch.hydro_historical_monthly_capacity_factors (hydro_simple_scenario_id, generation_plant_id, year, month, hydro_min_flow_mw, hydro_avg_flow_mw) SELECT 21 as hydro_simple_scenario_id, 157928 as generation_plant_id, 2011 as year, month, hydro_min_flow_mw, hydro_avg_flow_mw FROM switch.hydro_historical_monthly_capacity_factors WHERE generation_plant_id = 5000912 AND hydro_simple_scenario_id = 1;
INSERT INTO switch.hydro_historical_monthly_capacity_factors (hydro_simple_scenario_id, generation_plant_id, year, month, hydro_min_flow_mw, hydro_avg_flow_mw) SELECT 21 as hydro_simple_scenario_id, 157844 as generation_plant_id, 2011 as year, month, hydro_min_flow_mw, hydro_avg_flow_mw FROM switch.hydro_historical_monthly_capacity_factors WHERE generation_plant_id = 5000828 AND hydro_simple_scenario_id = 1;
INSERT INTO switch.hydro_historical_monthly_capacity_factors (hydro_simple_scenario_id, generation_plant_id, year, month, hydro_min_flow_mw, hydro_avg_flow_mw) SELECT 21 as hydro_simple_scenario_id, 157929 as generation_plant_id, 2011 as year, month, hydro_min_flow_mw, hydro_avg_flow_mw FROM switch.hydro_historical_monthly_capacity_factors WHERE generation_plant_id = 5000913 AND hydro_simple_scenario_id = 1;
INSERT INTO switch.hydro_historical_monthly_capacity_factors (hydro_simple_scenario_id, generation_plant_id, year, month, hydro_min_flow_mw, hydro_avg_flow_mw) SELECT 21 as hydro_simple_scenario_id, 157930 as generation_plant_id, 2011 as year, month, hydro_min_flow_mw, hydro_avg_flow_mw FROM switch.hydro_historical_monthly_capacity_factors WHERE generation_plant_id = 5000914 AND hydro_simple_scenario_id = 1;
INSERT INTO switch.hydro_historical_monthly_capacity_factors (hydro_simple_scenario_id, generation_plant_id, year, month, hydro_min_flow_mw, hydro_avg_flow_mw) SELECT 21 as hydro_simple_scenario_id, 157931 as generation_plant_id, 2011 as year, month, hydro_min_flow_mw, hydro_avg_flow_mw FROM switch.hydro_historical_monthly_capacity_factors WHERE generation_plant_id = 5000915 AND hydro_simple_scenario_id = 1;
INSERT INTO switch.hydro_historical_monthly_capacity_factors (hydro_simple_scenario_id, generation_plant_id, year, month, hydro_min_flow_mw, hydro_avg_flow_mw) SELECT 21 as hydro_simple_scenario_id, 157932 as generation_plant_id, 2011 as year, month, hydro_min_flow_mw, hydro_avg_flow_mw FROM switch.hydro_historical_monthly_capacity_factors WHERE generation_plant_id = 5000916 AND hydro_simple_scenario_id = 1;
INSERT INTO switch.hydro_historical_monthly_capacity_factors (hydro_simple_scenario_id, generation_plant_id, year, month, hydro_min_flow_mw, hydro_avg_flow_mw) SELECT 21 as hydro_simple_scenario_id, 157933 as generation_plant_id, 2011 as year, month, hydro_min_flow_mw, hydro_avg_flow_mw FROM switch.hydro_historical_monthly_capacity_factors WHERE generation_plant_id = 5000917 AND hydro_simple_scenario_id = 1;
INSERT INTO switch.hydro_historical_monthly_capacity_factors (hydro_simple_scenario_id, generation_plant_id, year, month, hydro_min_flow_mw, hydro_avg_flow_mw) SELECT 21 as hydro_simple_scenario_id, 157934 as generation_plant_id, 2011 as year, month, hydro_min_flow_mw, hydro_avg_flow_mw FROM switch.hydro_historical_monthly_capacity_factors WHERE generation_plant_id = 5000918 AND hydro_simple_scenario_id = 1;
INSERT INTO switch.hydro_historical_monthly_capacity_factors (hydro_simple_scenario_id, generation_plant_id, year, month, hydro_min_flow_mw, hydro_avg_flow_mw) SELECT 21 as hydro_simple_scenario_id, 158010 as generation_plant_id, 2011 as year, month, hydro_min_flow_mw, hydro_avg_flow_mw FROM switch.hydro_historical_monthly_capacity_factors WHERE generation_plant_id = 1157631083 AND hydro_simple_scenario_id = 1;
INSERT INTO switch.hydro_historical_monthly_capacity_factors (hydro_simple_scenario_id, generation_plant_id, year, month, hydro_min_flow_mw, hydro_avg_flow_mw) SELECT 21 as hydro_simple_scenario_id, 157952 as generation_plant_id, 2011 as year, month, hydro_min_flow_mw, hydro_avg_flow_mw FROM switch.hydro_historical_monthly_capacity_factors WHERE generation_plant_id = 1157631025 AND hydro_simple_scenario_id = 1;
INSERT INTO switch.hydro_historical_monthly_capacity_factors (hydro_simple_scenario_id, generation_plant_id, year, month, hydro_min_flow_mw, hydro_avg_flow_mw) SELECT 21 as hydro_simple_scenario_id, 157949 as generation_plant_id, 2011 as year, month, hydro_min_flow_mw, hydro_avg_flow_mw FROM switch.hydro_historical_monthly_capacity_factors WHERE generation_plant_id = 1157631022 AND hydro_simple_scenario_id = 1;
INSERT INTO switch.hydro_historical_monthly_capacity_factors (hydro_simple_scenario_id, generation_plant_id, year, month, hydro_min_flow_mw, hydro_avg_flow_mw) SELECT 21 as hydro_simple_scenario_id, 157962 as generation_plant_id, 2011 as year, month, hydro_min_flow_mw, hydro_avg_flow_mw FROM switch.hydro_historical_monthly_capacity_factors WHERE generation_plant_id = 1157631035 AND hydro_simple_scenario_id = 1;
INSERT INTO switch.hydro_historical_monthly_capacity_factors (hydro_simple_scenario_id, generation_plant_id, year, month, hydro_min_flow_mw, hydro_avg_flow_mw) SELECT 21 as hydro_simple_scenario_id, 157935 as generation_plant_id, 2011 as year, month, hydro_min_flow_mw, hydro_avg_flow_mw FROM switch.hydro_historical_monthly_capacity_factors WHERE generation_plant_id = 5000919 AND hydro_simple_scenario_id = 1;
INSERT INTO switch.hydro_historical_monthly_capacity_factors (hydro_simple_scenario_id, generation_plant_id, year, month, hydro_min_flow_mw, hydro_avg_flow_mw) SELECT 21 as hydro_simple_scenario_id, 157936 as generation_plant_id, 2011 as year, month, hydro_min_flow_mw, hydro_avg_flow_mw FROM switch.hydro_historical_monthly_capacity_factors WHERE generation_plant_id = 5000920 AND hydro_simple_scenario_id = 1;
INSERT INTO switch.hydro_historical_monthly_capacity_factors (hydro_simple_scenario_id, generation_plant_id, year, month, hydro_min_flow_mw, hydro_avg_flow_mw) SELECT 21 as hydro_simple_scenario_id, 158007 as generation_plant_id, 2011 as year, month, hydro_min_flow_mw, hydro_avg_flow_mw FROM switch.hydro_historical_monthly_capacity_factors WHERE generation_plant_id = 1157631080 AND hydro_simple_scenario_id = 1;
INSERT INTO switch.hydro_historical_monthly_capacity_factors (hydro_simple_scenario_id, generation_plant_id, year, month, hydro_min_flow_mw, hydro_avg_flow_mw) SELECT 21 as hydro_simple_scenario_id, 157937 as generation_plant_id, 2011 as year, month, hydro_min_flow_mw, hydro_avg_flow_mw FROM switch.hydro_historical_monthly_capacity_factors WHERE generation_plant_id = 5000921 AND hydro_simple_scenario_id = 1;
INSERT INTO switch.hydro_historical_monthly_capacity_factors (hydro_simple_scenario_id, generation_plant_id, year, month, hydro_min_flow_mw, hydro_avg_flow_mw) SELECT 21 as hydro_simple_scenario_id, 157938 as generation_plant_id, 2011 as year, month, hydro_min_flow_mw, hydro_avg_flow_mw FROM switch.hydro_historical_monthly_capacity_factors WHERE generation_plant_id = 5000922 AND hydro_simple_scenario_id = 1;
INSERT INTO switch.hydro_historical_monthly_capacity_factors (hydro_simple_scenario_id, generation_plant_id, year, month, hydro_min_flow_mw, hydro_avg_flow_mw) SELECT 21 as hydro_simple_scenario_id, 157845 as generation_plant_id, 2011 as year, month, hydro_min_flow_mw, hydro_avg_flow_mw FROM switch.hydro_historical_monthly_capacity_factors WHERE generation_plant_id = 5000829 AND hydro_simple_scenario_id = 1;
INSERT INTO switch.hydro_historical_monthly_capacity_factors (hydro_simple_scenario_id, generation_plant_id, year, month, hydro_min_flow_mw, hydro_avg_flow_mw) SELECT 21 as hydro_simple_scenario_id, 158055 as generation_plant_id, 2011 as year, month, hydro_min_flow_mw, hydro_avg_flow_mw FROM switch.hydro_historical_monthly_capacity_factors WHERE generation_plant_id = 1157631128 AND hydro_simple_scenario_id = 1;
INSERT INTO switch.hydro_historical_monthly_capacity_factors (hydro_simple_scenario_id, generation_plant_id, year, month, hydro_min_flow_mw, hydro_avg_flow_mw) SELECT 21 as hydro_simple_scenario_id, 158056 as generation_plant_id, 2011 as year, month, hydro_min_flow_mw, hydro_avg_flow_mw FROM switch.hydro_historical_monthly_capacity_factors WHERE generation_plant_id = 1157631129 AND hydro_simple_scenario_id = 1;
INSERT INTO switch.hydro_historical_monthly_capacity_factors (hydro_simple_scenario_id, generation_plant_id, year, month, hydro_min_flow_mw, hydro_avg_flow_mw) SELECT 21 as hydro_simple_scenario_id, 157939 as generation_plant_id, 2011 as year, month, hydro_min_flow_mw, hydro_avg_flow_mw FROM switch.hydro_historical_monthly_capacity_factors WHERE generation_plant_id = 5000923 AND hydro_simple_scenario_id = 1;
INSERT INTO switch.hydro_historical_monthly_capacity_factors (hydro_simple_scenario_id, generation_plant_id, year, month, hydro_min_flow_mw, hydro_avg_flow_mw) SELECT 21 as hydro_simple_scenario_id, 158059 as generation_plant_id, 2011 as year, month, hydro_min_flow_mw, hydro_avg_flow_mw FROM switch.hydro_historical_monthly_capacity_factors WHERE generation_plant_id = 1157631165 AND hydro_simple_scenario_id = 1;
INSERT INTO switch.hydro_historical_monthly_capacity_factors (hydro_simple_scenario_id, generation_plant_id, year, month, hydro_min_flow_mw, hydro_avg_flow_mw) SELECT 21 as hydro_simple_scenario_id, 158068 as generation_plant_id, 2011 as year, month, hydro_min_flow_mw, hydro_avg_flow_mw FROM switch.hydro_historical_monthly_capacity_factors WHERE generation_plant_id = 1157631174 AND hydro_simple_scenario_id = 1;
INSERT INTO switch.hydro_historical_monthly_capacity_factors (hydro_simple_scenario_id, generation_plant_id, year, month, hydro_min_flow_mw, hydro_avg_flow_mw) SELECT 21 as hydro_simple_scenario_id, 158069 as generation_plant_id, 2011 as year, month, hydro_min_flow_mw, hydro_avg_flow_mw FROM switch.hydro_historical_monthly_capacity_factors WHERE generation_plant_id = 1157631175 AND hydro_simple_scenario_id = 1;
INSERT INTO switch.hydro_historical_monthly_capacity_factors (hydro_simple_scenario_id, generation_plant_id, year, month, hydro_min_flow_mw, hydro_avg_flow_mw) SELECT 21 as hydro_simple_scenario_id, 158070 as generation_plant_id, 2011 as year, month, hydro_min_flow_mw, hydro_avg_flow_mw FROM switch.hydro_historical_monthly_capacity_factors WHERE generation_plant_id = 1157631176 AND hydro_simple_scenario_id = 1;
INSERT INTO switch.hydro_historical_monthly_capacity_factors (hydro_simple_scenario_id, generation_plant_id, year, month, hydro_min_flow_mw, hydro_avg_flow_mw) SELECT 21 as hydro_simple_scenario_id, 158071 as generation_plant_id, 2011 as year, month, hydro_min_flow_mw, hydro_avg_flow_mw FROM switch.hydro_historical_monthly_capacity_factors WHERE generation_plant_id = 1157631177 AND hydro_simple_scenario_id = 1;
INSERT INTO switch.hydro_historical_monthly_capacity_factors (hydro_simple_scenario_id, generation_plant_id, year, month, hydro_min_flow_mw, hydro_avg_flow_mw) SELECT 21 as hydro_simple_scenario_id, 158072 as generation_plant_id, 2011 as year, month, hydro_min_flow_mw, hydro_avg_flow_mw FROM switch.hydro_historical_monthly_capacity_factors WHERE generation_plant_id = 1157631178 AND hydro_simple_scenario_id = 1;
INSERT INTO switch.hydro_historical_monthly_capacity_factors (hydro_simple_scenario_id, generation_plant_id, year, month, hydro_min_flow_mw, hydro_avg_flow_mw) SELECT 21 as hydro_simple_scenario_id, 158073 as generation_plant_id, 2011 as year, month, hydro_min_flow_mw, hydro_avg_flow_mw FROM switch.hydro_historical_monthly_capacity_factors WHERE generation_plant_id = 1157631179 AND hydro_simple_scenario_id = 1;
INSERT INTO switch.hydro_historical_monthly_capacity_factors (hydro_simple_scenario_id, generation_plant_id, year, month, hydro_min_flow_mw, hydro_avg_flow_mw) SELECT 21 as hydro_simple_scenario_id, 158074 as generation_plant_id, 2011 as year, month, hydro_min_flow_mw, hydro_avg_flow_mw FROM switch.hydro_historical_monthly_capacity_factors WHERE generation_plant_id = 1157631180 AND hydro_simple_scenario_id = 1;
INSERT INTO switch.hydro_historical_monthly_capacity_factors (hydro_simple_scenario_id, generation_plant_id, year, month, hydro_min_flow_mw, hydro_avg_flow_mw) SELECT 21 as hydro_simple_scenario_id, 158075 as generation_plant_id, 2011 as year, month, hydro_min_flow_mw, hydro_avg_flow_mw FROM switch.hydro_historical_monthly_capacity_factors WHERE generation_plant_id = 1157631181 AND hydro_simple_scenario_id = 1;
INSERT INTO switch.hydro_historical_monthly_capacity_factors (hydro_simple_scenario_id, generation_plant_id, year, month, hydro_min_flow_mw, hydro_avg_flow_mw) SELECT 21 as hydro_simple_scenario_id, 158076 as generation_plant_id, 2011 as year, month, hydro_min_flow_mw, hydro_avg_flow_mw FROM switch.hydro_historical_monthly_capacity_factors WHERE generation_plant_id = 1157631182 AND hydro_simple_scenario_id = 1;
INSERT INTO switch.hydro_historical_monthly_capacity_factors (hydro_simple_scenario_id, generation_plant_id, year, month, hydro_min_flow_mw, hydro_avg_flow_mw) SELECT 21 as hydro_simple_scenario_id, 158077 as generation_plant_id, 2011 as year, month, hydro_min_flow_mw, hydro_avg_flow_mw FROM switch.hydro_historical_monthly_capacity_factors WHERE generation_plant_id = 1157631183 AND hydro_simple_scenario_id = 1;
INSERT INTO switch.hydro_historical_monthly_capacity_factors (hydro_simple_scenario_id, generation_plant_id, year, month, hydro_min_flow_mw, hydro_avg_flow_mw) SELECT 21 as hydro_simple_scenario_id, 158060 as generation_plant_id, 2011 as year, month, hydro_min_flow_mw, hydro_avg_flow_mw FROM switch.hydro_historical_monthly_capacity_factors WHERE generation_plant_id = 1157631166 AND hydro_simple_scenario_id = 1;
INSERT INTO switch.hydro_historical_monthly_capacity_factors (hydro_simple_scenario_id, generation_plant_id, year, month, hydro_min_flow_mw, hydro_avg_flow_mw) SELECT 21 as hydro_simple_scenario_id, 158078 as generation_plant_id, 2011 as year, month, hydro_min_flow_mw, hydro_avg_flow_mw FROM switch.hydro_historical_monthly_capacity_factors WHERE generation_plant_id = 1157631184 AND hydro_simple_scenario_id = 1;
INSERT INTO switch.hydro_historical_monthly_capacity_factors (hydro_simple_scenario_id, generation_plant_id, year, month, hydro_min_flow_mw, hydro_avg_flow_mw) SELECT 21 as hydro_simple_scenario_id, 158079 as generation_plant_id, 2011 as year, month, hydro_min_flow_mw, hydro_avg_flow_mw FROM switch.hydro_historical_monthly_capacity_factors WHERE generation_plant_id = 1157631185 AND hydro_simple_scenario_id = 1;
INSERT INTO switch.hydro_historical_monthly_capacity_factors (hydro_simple_scenario_id, generation_plant_id, year, month, hydro_min_flow_mw, hydro_avg_flow_mw) SELECT 21 as hydro_simple_scenario_id, 158080 as generation_plant_id, 2011 as year, month, hydro_min_flow_mw, hydro_avg_flow_mw FROM switch.hydro_historical_monthly_capacity_factors WHERE generation_plant_id = 1157631186 AND hydro_simple_scenario_id = 1;
INSERT INTO switch.hydro_historical_monthly_capacity_factors (hydro_simple_scenario_id, generation_plant_id, year, month, hydro_min_flow_mw, hydro_avg_flow_mw) SELECT 21 as hydro_simple_scenario_id, 158081 as generation_plant_id, 2011 as year, month, hydro_min_flow_mw, hydro_avg_flow_mw FROM switch.hydro_historical_monthly_capacity_factors WHERE generation_plant_id = 1157631187 AND hydro_simple_scenario_id = 1;
INSERT INTO switch.hydro_historical_monthly_capacity_factors (hydro_simple_scenario_id, generation_plant_id, year, month, hydro_min_flow_mw, hydro_avg_flow_mw) SELECT 21 as hydro_simple_scenario_id, 158082 as generation_plant_id, 2011 as year, month, hydro_min_flow_mw, hydro_avg_flow_mw FROM switch.hydro_historical_monthly_capacity_factors WHERE generation_plant_id = 1157631188 AND hydro_simple_scenario_id = 1;
INSERT INTO switch.hydro_historical_monthly_capacity_factors (hydro_simple_scenario_id, generation_plant_id, year, month, hydro_min_flow_mw, hydro_avg_flow_mw) SELECT 21 as hydro_simple_scenario_id, 158083 as generation_plant_id, 2011 as year, month, hydro_min_flow_mw, hydro_avg_flow_mw FROM switch.hydro_historical_monthly_capacity_factors WHERE generation_plant_id = 1157631189 AND hydro_simple_scenario_id = 1;
INSERT INTO switch.hydro_historical_monthly_capacity_factors (hydro_simple_scenario_id, generation_plant_id, year, month, hydro_min_flow_mw, hydro_avg_flow_mw) SELECT 21 as hydro_simple_scenario_id, 158084 as generation_plant_id, 2011 as year, month, hydro_min_flow_mw, hydro_avg_flow_mw FROM switch.hydro_historical_monthly_capacity_factors WHERE generation_plant_id = 1157631190 AND hydro_simple_scenario_id = 1;
INSERT INTO switch.hydro_historical_monthly_capacity_factors (hydro_simple_scenario_id, generation_plant_id, year, month, hydro_min_flow_mw, hydro_avg_flow_mw) SELECT 21 as hydro_simple_scenario_id, 158085 as generation_plant_id, 2011 as year, month, hydro_min_flow_mw, hydro_avg_flow_mw FROM switch.hydro_historical_monthly_capacity_factors WHERE generation_plant_id = 1157631191 AND hydro_simple_scenario_id = 1;
INSERT INTO switch.hydro_historical_monthly_capacity_factors (hydro_simple_scenario_id, generation_plant_id, year, month, hydro_min_flow_mw, hydro_avg_flow_mw) SELECT 21 as hydro_simple_scenario_id, 158086 as generation_plant_id, 2011 as year, month, hydro_min_flow_mw, hydro_avg_flow_mw FROM switch.hydro_historical_monthly_capacity_factors WHERE generation_plant_id = 1157631192 AND hydro_simple_scenario_id = 1;
INSERT INTO switch.hydro_historical_monthly_capacity_factors (hydro_simple_scenario_id, generation_plant_id, year, month, hydro_min_flow_mw, hydro_avg_flow_mw) SELECT 21 as hydro_simple_scenario_id, 158087 as generation_plant_id, 2011 as year, month, hydro_min_flow_mw, hydro_avg_flow_mw FROM switch.hydro_historical_monthly_capacity_factors WHERE generation_plant_id = 1157631193 AND hydro_simple_scenario_id = 1;
INSERT INTO switch.hydro_historical_monthly_capacity_factors (hydro_simple_scenario_id, generation_plant_id, year, month, hydro_min_flow_mw, hydro_avg_flow_mw) SELECT 21 as hydro_simple_scenario_id, 158061 as generation_plant_id, 2011 as year, month, hydro_min_flow_mw, hydro_avg_flow_mw FROM switch.hydro_historical_monthly_capacity_factors WHERE generation_plant_id = 1157631167 AND hydro_simple_scenario_id = 1;
INSERT INTO switch.hydro_historical_monthly_capacity_factors (hydro_simple_scenario_id, generation_plant_id, year, month, hydro_min_flow_mw, hydro_avg_flow_mw) SELECT 21 as hydro_simple_scenario_id, 158088 as generation_plant_id, 2011 as year, month, hydro_min_flow_mw, hydro_avg_flow_mw FROM switch.hydro_historical_monthly_capacity_factors WHERE generation_plant_id = 1157631194 AND hydro_simple_scenario_id = 1;
INSERT INTO switch.hydro_historical_monthly_capacity_factors (hydro_simple_scenario_id, generation_plant_id, year, month, hydro_min_flow_mw, hydro_avg_flow_mw) SELECT 21 as hydro_simple_scenario_id, 158089 as generation_plant_id, 2011 as year, month, hydro_min_flow_mw, hydro_avg_flow_mw FROM switch.hydro_historical_monthly_capacity_factors WHERE generation_plant_id = 1157631195 AND hydro_simple_scenario_id = 1;
INSERT INTO switch.hydro_historical_monthly_capacity_factors (hydro_simple_scenario_id, generation_plant_id, year, month, hydro_min_flow_mw, hydro_avg_flow_mw) SELECT 21 as hydro_simple_scenario_id, 158090 as generation_plant_id, 2011 as year, month, hydro_min_flow_mw, hydro_avg_flow_mw FROM switch.hydro_historical_monthly_capacity_factors WHERE generation_plant_id = 1157631196 AND hydro_simple_scenario_id = 1;
INSERT INTO switch.hydro_historical_monthly_capacity_factors (hydro_simple_scenario_id, generation_plant_id, year, month, hydro_min_flow_mw, hydro_avg_flow_mw) SELECT 21 as hydro_simple_scenario_id, 158091 as generation_plant_id, 2011 as year, month, hydro_min_flow_mw, hydro_avg_flow_mw FROM switch.hydro_historical_monthly_capacity_factors WHERE generation_plant_id = 1157631197 AND hydro_simple_scenario_id = 1;
INSERT INTO switch.hydro_historical_monthly_capacity_factors (hydro_simple_scenario_id, generation_plant_id, year, month, hydro_min_flow_mw, hydro_avg_flow_mw) SELECT 21 as hydro_simple_scenario_id, 158092 as generation_plant_id, 2011 as year, month, hydro_min_flow_mw, hydro_avg_flow_mw FROM switch.hydro_historical_monthly_capacity_factors WHERE generation_plant_id = 1157631198 AND hydro_simple_scenario_id = 1;
INSERT INTO switch.hydro_historical_monthly_capacity_factors (hydro_simple_scenario_id, generation_plant_id, year, month, hydro_min_flow_mw, hydro_avg_flow_mw) SELECT 21 as hydro_simple_scenario_id, 158062 as generation_plant_id, 2011 as year, month, hydro_min_flow_mw, hydro_avg_flow_mw FROM switch.hydro_historical_monthly_capacity_factors WHERE generation_plant_id = 1157631168 AND hydro_simple_scenario_id = 1;
INSERT INTO switch.hydro_historical_monthly_capacity_factors (hydro_simple_scenario_id, generation_plant_id, year, month, hydro_min_flow_mw, hydro_avg_flow_mw) SELECT 21 as hydro_simple_scenario_id, 158063 as generation_plant_id, 2011 as year, month, hydro_min_flow_mw, hydro_avg_flow_mw FROM switch.hydro_historical_monthly_capacity_factors WHERE generation_plant_id = 1157631169 AND hydro_simple_scenario_id = 1;
INSERT INTO switch.hydro_historical_monthly_capacity_factors (hydro_simple_scenario_id, generation_plant_id, year, month, hydro_min_flow_mw, hydro_avg_flow_mw) SELECT 21 as hydro_simple_scenario_id, 158064 as generation_plant_id, 2011 as year, month, hydro_min_flow_mw, hydro_avg_flow_mw FROM switch.hydro_historical_monthly_capacity_factors WHERE generation_plant_id = 1157631170 AND hydro_simple_scenario_id = 1;
INSERT INTO switch.hydro_historical_monthly_capacity_factors (hydro_simple_scenario_id, generation_plant_id, year, month, hydro_min_flow_mw, hydro_avg_flow_mw) SELECT 21 as hydro_simple_scenario_id, 158065 as generation_plant_id, 2011 as year, month, hydro_min_flow_mw, hydro_avg_flow_mw FROM switch.hydro_historical_monthly_capacity_factors WHERE generation_plant_id = 1157631171 AND hydro_simple_scenario_id = 1;
INSERT INTO switch.hydro_historical_monthly_capacity_factors (hydro_simple_scenario_id, generation_plant_id, year, month, hydro_min_flow_mw, hydro_avg_flow_mw) SELECT 21 as hydro_simple_scenario_id, 158066 as generation_plant_id, 2011 as year, month, hydro_min_flow_mw, hydro_avg_flow_mw FROM switch.hydro_historical_monthly_capacity_factors WHERE generation_plant_id = 1157631172 AND hydro_simple_scenario_id = 1;
INSERT INTO switch.hydro_historical_monthly_capacity_factors (hydro_simple_scenario_id, generation_plant_id, year, month, hydro_min_flow_mw, hydro_avg_flow_mw) SELECT 21 as hydro_simple_scenario_id, 158067 as generation_plant_id, 2011 as year, month, hydro_min_flow_mw, hydro_avg_flow_mw FROM switch.hydro_historical_monthly_capacity_factors WHERE generation_plant_id = 1157631173 AND hydro_simple_scenario_id = 1;
INSERT INTO switch.hydro_historical_monthly_capacity_factors (hydro_simple_scenario_id, generation_plant_id, year, month, hydro_min_flow_mw, hydro_avg_flow_mw) SELECT 21 as hydro_simple_scenario_id, 158009 as generation_plant_id, 2011 as year, month, hydro_min_flow_mw, hydro_avg_flow_mw FROM switch.hydro_historical_monthly_capacity_factors WHERE generation_plant_id = 1157631082 AND hydro_simple_scenario_id = 1;
INSERT INTO switch.hydro_historical_monthly_capacity_factors (hydro_simple_scenario_id, generation_plant_id, year, month, hydro_min_flow_mw, hydro_avg_flow_mw) SELECT 21 as hydro_simple_scenario_id, 158014 as generation_plant_id, 2011 as year, month, hydro_min_flow_mw, hydro_avg_flow_mw FROM switch.hydro_historical_monthly_capacity_factors WHERE generation_plant_id = 1157631087 AND hydro_simple_scenario_id = 1;

## hydro_historical_cf_2012
INSERT INTO switch.hydro_historical_monthly_capacity_factors (hydro_simple_scenario_id, generation_plant_id, year, month, hydro_min_flow_mw, hydro_avg_flow_mw)
SELECT 21 as hydro_simple_scenario_id, 154089 as generation_plant_id, 2004 as year, month, hydro_min_flow_mw, hydro_avg_flow_mw
FROM switch.hydro_historical_monthly_capacity_factors
WHERE generation_plant_id = 5000830
AND hydro_simple_scenario_id = 1
INSERT INTO switch.hydro_historical_monthly_capacity_factors (hydro_simple_scenario_id, generation_plant_id, year, month, hydro_min_flow_mw, hydro_avg_flow_mw) SELECT 21 as hydro_simple_scenario_id, | new_id | as generation_plant_id, | 2012 | as year, month, hydro_min_flow_mw, hydro_avg_flow_mw FROM switch.hydro_historical_monthly_capacity_factors WHERE generation_plant_id = | old_id | AND hydro_simple_scenario_id = 1;
INSERT INTO switch.hydro_historical_monthly_capacity_factors (hydro_simple_scenario_id, generation_plant_id, year, month, hydro_min_flow_mw, hydro_avg_flow_mw) SELECT 21 as hydro_simple_scenario_id, 157846 as generation_plant_id, 2012 as year, month, hydro_min_flow_mw, hydro_avg_flow_mw FROM switch.hydro_historical_monthly_capacity_factors WHERE generation_plant_id = 5000830 AND hydro_simple_scenario_id = 1;
INSERT INTO switch.hydro_historical_monthly_capacity_factors (hydro_simple_scenario_id, generation_plant_id, year, month, hydro_min_flow_mw, hydro_avg_flow_mw) SELECT 21 as hydro_simple_scenario_id, 157959 as generation_plant_id, 2012 as year, month, hydro_min_flow_mw, hydro_avg_flow_mw FROM switch.hydro_historical_monthly_capacity_factors WHERE generation_plant_id = 1157631032 AND hydro_simple_scenario_id = 1;
INSERT INTO switch.hydro_historical_monthly_capacity_factors (hydro_simple_scenario_id, generation_plant_id, year, month, hydro_min_flow_mw, hydro_avg_flow_mw) SELECT 21 as hydro_simple_scenario_id, 157847 as generation_plant_id, 2012 as year, month, hydro_min_flow_mw, hydro_avg_flow_mw FROM switch.hydro_historical_monthly_capacity_factors WHERE generation_plant_id = 5000831 AND hydro_simple_scenario_id = 1;
INSERT INTO switch.hydro_historical_monthly_capacity_factors (hydro_simple_scenario_id, generation_plant_id, year, month, hydro_min_flow_mw, hydro_avg_flow_mw) SELECT 21 as hydro_simple_scenario_id, 158008 as generation_plant_id, 2012 as year, month, hydro_min_flow_mw, hydro_avg_flow_mw FROM switch.hydro_historical_monthly_capacity_factors WHERE generation_plant_id = 1157631081 AND hydro_simple_scenario_id = 1;
INSERT INTO switch.hydro_historical_monthly_capacity_factors (hydro_simple_scenario_id, generation_plant_id, year, month, hydro_min_flow_mw, hydro_avg_flow_mw) SELECT 21 as hydro_simple_scenario_id, 157848 as generation_plant_id, 2012 as year, month, hydro_min_flow_mw, hydro_avg_flow_mw FROM switch.hydro_historical_monthly_capacity_factors WHERE generation_plant_id = 5000832 AND hydro_simple_scenario_id = 1;
INSERT INTO switch.hydro_historical_monthly_capacity_factors (hydro_simple_scenario_id, generation_plant_id, year, month, hydro_min_flow_mw, hydro_avg_flow_mw) SELECT 21 as hydro_simple_scenario_id, 157849 as generation_plant_id, 2012 as year, month, hydro_min_flow_mw, hydro_avg_flow_mw FROM switch.hydro_historical_monthly_capacity_factors WHERE generation_plant_id = 5000833 AND hydro_simple_scenario_id = 1;
INSERT INTO switch.hydro_historical_monthly_capacity_factors (hydro_simple_scenario_id, generation_plant_id, year, month, hydro_min_flow_mw, hydro_avg_flow_mw) SELECT 21 as hydro_simple_scenario_id, 157851 as generation_plant_id, 2012 as year, month, hydro_min_flow_mw, hydro_avg_flow_mw FROM switch.hydro_historical_monthly_capacity_factors WHERE generation_plant_id = 5000835 AND hydro_simple_scenario_id = 1;
INSERT INTO switch.hydro_historical_monthly_capacity_factors (hydro_simple_scenario_id, generation_plant_id, year, month, hydro_min_flow_mw, hydro_avg_flow_mw) SELECT 21 as hydro_simple_scenario_id, 157850 as generation_plant_id, 2012 as year, month, hydro_min_flow_mw, hydro_avg_flow_mw FROM switch.hydro_historical_monthly_capacity_factors WHERE generation_plant_id = 5000834 AND hydro_simple_scenario_id = 1;
INSERT INTO switch.hydro_historical_monthly_capacity_factors (hydro_simple_scenario_id, generation_plant_id, year, month, hydro_min_flow_mw, hydro_avg_flow_mw) SELECT 21 as hydro_simple_scenario_id, 158044 as generation_plant_id, 2012 as year, month, hydro_min_flow_mw, hydro_avg_flow_mw FROM switch.hydro_historical_monthly_capacity_factors WHERE generation_plant_id = 1157631117 AND hydro_simple_scenario_id = 1;
INSERT INTO switch.hydro_historical_monthly_capacity_factors (hydro_simple_scenario_id, generation_plant_id, year, month, hydro_min_flow_mw, hydro_avg_flow_mw) SELECT 21 as hydro_simple_scenario_id, 157961 as generation_plant_id, 2012 as year, month, hydro_min_flow_mw, hydro_avg_flow_mw FROM switch.hydro_historical_monthly_capacity_factors WHERE generation_plant_id = 1157631034 AND hydro_simple_scenario_id = 1;
INSERT INTO switch.hydro_historical_monthly_capacity_factors (hydro_simple_scenario_id, generation_plant_id, year, month, hydro_min_flow_mw, hydro_avg_flow_mw) SELECT 21 as hydro_simple_scenario_id, 157960 as generation_plant_id, 2012 as year, month, hydro_min_flow_mw, hydro_avg_flow_mw FROM switch.hydro_historical_monthly_capacity_factors WHERE generation_plant_id = 1157631033 AND hydro_simple_scenario_id = 1;
INSERT INTO switch.hydro_historical_monthly_capacity_factors (hydro_simple_scenario_id, generation_plant_id, year, month, hydro_min_flow_mw, hydro_avg_flow_mw) SELECT 21 as hydro_simple_scenario_id, 157824 as generation_plant_id, 2012 as year, month, hydro_min_flow_mw, hydro_avg_flow_mw FROM switch.hydro_historical_monthly_capacity_factors WHERE generation_plant_id = 5000808 AND hydro_simple_scenario_id = 1;
INSERT INTO switch.hydro_historical_monthly_capacity_factors (hydro_simple_scenario_id, generation_plant_id, year, month, hydro_min_flow_mw, hydro_avg_flow_mw) SELECT 21 as hydro_simple_scenario_id, 157971 as generation_plant_id, 2012 as year, month, hydro_min_flow_mw, hydro_avg_flow_mw FROM switch.hydro_historical_monthly_capacity_factors WHERE generation_plant_id = 1157631044 AND hydro_simple_scenario_id = 1;
INSERT INTO switch.hydro_historical_monthly_capacity_factors (hydro_simple_scenario_id, generation_plant_id, year, month, hydro_min_flow_mw, hydro_avg_flow_mw) SELECT 21 as hydro_simple_scenario_id, 157972 as generation_plant_id, 2012 as year, month, hydro_min_flow_mw, hydro_avg_flow_mw FROM switch.hydro_historical_monthly_capacity_factors WHERE generation_plant_id = 1157631045 AND hydro_simple_scenario_id = 1;
INSERT INTO switch.hydro_historical_monthly_capacity_factors (hydro_simple_scenario_id, generation_plant_id, year, month, hydro_min_flow_mw, hydro_avg_flow_mw) SELECT 21 as hydro_simple_scenario_id, 157970 as generation_plant_id, 2012 as year, month, hydro_min_flow_mw, hydro_avg_flow_mw FROM switch.hydro_historical_monthly_capacity_factors WHERE generation_plant_id = 1157631043 AND hydro_simple_scenario_id = 1;
INSERT INTO switch.hydro_historical_monthly_capacity_factors (hydro_simple_scenario_id, generation_plant_id, year, month, hydro_min_flow_mw, hydro_avg_flow_mw) SELECT 21 as hydro_simple_scenario_id, 157945 as generation_plant_id, 2012 as year, month, hydro_min_flow_mw, hydro_avg_flow_mw FROM switch.hydro_historical_monthly_capacity_factors WHERE generation_plant_id = 1157631018 AND hydro_simple_scenario_id = 1;
INSERT INTO switch.hydro_historical_monthly_capacity_factors (hydro_simple_scenario_id, generation_plant_id, year, month, hydro_min_flow_mw, hydro_avg_flow_mw) SELECT 21 as hydro_simple_scenario_id, 157825 as generation_plant_id, 2012 as year, month, hydro_min_flow_mw, hydro_avg_flow_mw FROM switch.hydro_historical_monthly_capacity_factors WHERE generation_plant_id = 5000809 AND hydro_simple_scenario_id = 1;
INSERT INTO switch.hydro_historical_monthly_capacity_factors (hydro_simple_scenario_id, generation_plant_id, year, month, hydro_min_flow_mw, hydro_avg_flow_mw) SELECT 21 as hydro_simple_scenario_id, 157826 as generation_plant_id, 2012 as year, month, hydro_min_flow_mw, hydro_avg_flow_mw FROM switch.hydro_historical_monthly_capacity_factors WHERE generation_plant_id = 5000810 AND hydro_simple_scenario_id = 1;
INSERT INTO switch.hydro_historical_monthly_capacity_factors (hydro_simple_scenario_id, generation_plant_id, year, month, hydro_min_flow_mw, hydro_avg_flow_mw) SELECT 21 as hydro_simple_scenario_id, 157827 as generation_plant_id, 2012 as year, month, hydro_min_flow_mw, hydro_avg_flow_mw FROM switch.hydro_historical_monthly_capacity_factors WHERE generation_plant_id = 5000811 AND hydro_simple_scenario_id = 1;
INSERT INTO switch.hydro_historical_monthly_capacity_factors (hydro_simple_scenario_id, generation_plant_id, year, month, hydro_min_flow_mw, hydro_avg_flow_mw) SELECT 21 as hydro_simple_scenario_id, 157852 as generation_plant_id, 2012 as year, month, hydro_min_flow_mw, hydro_avg_flow_mw FROM switch.hydro_historical_monthly_capacity_factors WHERE generation_plant_id = 5000836 AND hydro_simple_scenario_id = 1;
INSERT INTO switch.hydro_historical_monthly_capacity_factors (hydro_simple_scenario_id, generation_plant_id, year, month, hydro_min_flow_mw, hydro_avg_flow_mw) SELECT 21 as hydro_simple_scenario_id, 157853 as generation_plant_id, 2012 as year, month, hydro_min_flow_mw, hydro_avg_flow_mw FROM switch.hydro_historical_monthly_capacity_factors WHERE generation_plant_id = 5000837 AND hydro_simple_scenario_id = 1;
INSERT INTO switch.hydro_historical_monthly_capacity_factors (hydro_simple_scenario_id, generation_plant_id, year, month, hydro_min_flow_mw, hydro_avg_flow_mw) SELECT 21 as hydro_simple_scenario_id, 157828 as generation_plant_id, 2012 as year, month, hydro_min_flow_mw, hydro_avg_flow_mw FROM switch.hydro_historical_monthly_capacity_factors WHERE generation_plant_id = 5000812 AND hydro_simple_scenario_id = 1;
INSERT INTO switch.hydro_historical_monthly_capacity_factors (hydro_simple_scenario_id, generation_plant_id, year, month, hydro_min_flow_mw, hydro_avg_flow_mw) SELECT 21 as hydro_simple_scenario_id, 157829 as generation_plant_id, 2012 as year, month, hydro_min_flow_mw, hydro_avg_flow_mw FROM switch.hydro_historical_monthly_capacity_factors WHERE generation_plant_id = 5000813 AND hydro_simple_scenario_id = 1;
INSERT INTO switch.hydro_historical_monthly_capacity_factors (hydro_simple_scenario_id, generation_plant_id, year, month, hydro_min_flow_mw, hydro_avg_flow_mw) SELECT 21 as hydro_simple_scenario_id, 157854 as generation_plant_id, 2012 as year, month, hydro_min_flow_mw, hydro_avg_flow_mw FROM switch.hydro_historical_monthly_capacity_factors WHERE generation_plant_id = 5000838 AND hydro_simple_scenario_id = 1;
INSERT INTO switch.hydro_historical_monthly_capacity_factors (hydro_simple_scenario_id, generation_plant_id, year, month, hydro_min_flow_mw, hydro_avg_flow_mw) SELECT 21 as hydro_simple_scenario_id, 157855 as generation_plant_id, 2012 as year, month, hydro_min_flow_mw, hydro_avg_flow_mw FROM switch.hydro_historical_monthly_capacity_factors WHERE generation_plant_id = 5000839 AND hydro_simple_scenario_id = 1;
INSERT INTO switch.hydro_historical_monthly_capacity_factors (hydro_simple_scenario_id, generation_plant_id, year, month, hydro_min_flow_mw, hydro_avg_flow_mw) SELECT 21 as hydro_simple_scenario_id, 157856 as generation_plant_id, 2012 as year, month, hydro_min_flow_mw, hydro_avg_flow_mw FROM switch.hydro_historical_monthly_capacity_factors WHERE generation_plant_id = 5000840 AND hydro_simple_scenario_id = 1;
INSERT INTO switch.hydro_historical_monthly_capacity_factors (hydro_simple_scenario_id, generation_plant_id, year, month, hydro_min_flow_mw, hydro_avg_flow_mw) SELECT 21 as hydro_simple_scenario_id, 157857 as generation_plant_id, 2012 as year, month, hydro_min_flow_mw, hydro_avg_flow_mw FROM switch.hydro_historical_monthly_capacity_factors WHERE generation_plant_id = 5000841 AND hydro_simple_scenario_id = 1;
INSERT INTO switch.hydro_historical_monthly_capacity_factors (hydro_simple_scenario_id, generation_plant_id, year, month, hydro_min_flow_mw, hydro_avg_flow_mw) SELECT 21 as hydro_simple_scenario_id, 157858 as generation_plant_id, 2012 as year, month, hydro_min_flow_mw, hydro_avg_flow_mw FROM switch.hydro_historical_monthly_capacity_factors WHERE generation_plant_id = 5000842 AND hydro_simple_scenario_id = 1;
INSERT INTO switch.hydro_historical_monthly_capacity_factors (hydro_simple_scenario_id, generation_plant_id, year, month, hydro_min_flow_mw, hydro_avg_flow_mw) SELECT 21 as hydro_simple_scenario_id, 158046 as generation_plant_id, 2012 as year, month, hydro_min_flow_mw, hydro_avg_flow_mw FROM switch.hydro_historical_monthly_capacity_factors WHERE generation_plant_id = 1157631119 AND hydro_simple_scenario_id = 1;
INSERT INTO switch.hydro_historical_monthly_capacity_factors (hydro_simple_scenario_id, generation_plant_id, year, month, hydro_min_flow_mw, hydro_avg_flow_mw) SELECT 21 as hydro_simple_scenario_id, 158047 as generation_plant_id, 2012 as year, month, hydro_min_flow_mw, hydro_avg_flow_mw FROM switch.hydro_historical_monthly_capacity_factors WHERE generation_plant_id = 1157631120 AND hydro_simple_scenario_id = 1;
INSERT INTO switch.hydro_historical_monthly_capacity_factors (hydro_simple_scenario_id, generation_plant_id, year, month, hydro_min_flow_mw, hydro_avg_flow_mw) SELECT 21 as hydro_simple_scenario_id, 158048 as generation_plant_id, 2012 as year, month, hydro_min_flow_mw, hydro_avg_flow_mw FROM switch.hydro_historical_monthly_capacity_factors WHERE generation_plant_id = 1157631121 AND hydro_simple_scenario_id = 1;
INSERT INTO switch.hydro_historical_monthly_capacity_factors (hydro_simple_scenario_id, generation_plant_id, year, month, hydro_min_flow_mw, hydro_avg_flow_mw) SELECT 21 as hydro_simple_scenario_id, 158049 as generation_plant_id, 2012 as year, month, hydro_min_flow_mw, hydro_avg_flow_mw FROM switch.hydro_historical_monthly_capacity_factors WHERE generation_plant_id = 1157631122 AND hydro_simple_scenario_id = 1;
INSERT INTO switch.hydro_historical_monthly_capacity_factors (hydro_simple_scenario_id, generation_plant_id, year, month, hydro_min_flow_mw, hydro_avg_flow_mw) SELECT 21 as hydro_simple_scenario_id, 158050 as generation_plant_id, 2012 as year, month, hydro_min_flow_mw, hydro_avg_flow_mw FROM switch.hydro_historical_monthly_capacity_factors WHERE generation_plant_id = 1157631123 AND hydro_simple_scenario_id = 1;
INSERT INTO switch.hydro_historical_monthly_capacity_factors (hydro_simple_scenario_id, generation_plant_id, year, month, hydro_min_flow_mw, hydro_avg_flow_mw) SELECT 21 as hydro_simple_scenario_id, 158051 as generation_plant_id, 2012 as year, month, hydro_min_flow_mw, hydro_avg_flow_mw FROM switch.hydro_historical_monthly_capacity_factors WHERE generation_plant_id = 1157631124 AND hydro_simple_scenario_id = 1;
INSERT INTO switch.hydro_historical_monthly_capacity_factors (hydro_simple_scenario_id, generation_plant_id, year, month, hydro_min_flow_mw, hydro_avg_flow_mw) SELECT 21 as hydro_simple_scenario_id, 157859 as generation_plant_id, 2012 as year, month, hydro_min_flow_mw, hydro_avg_flow_mw FROM switch.hydro_historical_monthly_capacity_factors WHERE generation_plant_id = 5000843 AND hydro_simple_scenario_id = 1;
INSERT INTO switch.hydro_historical_monthly_capacity_factors (hydro_simple_scenario_id, generation_plant_id, year, month, hydro_min_flow_mw, hydro_avg_flow_mw) SELECT 21 as hydro_simple_scenario_id, 157860 as generation_plant_id, 2012 as year, month, hydro_min_flow_mw, hydro_avg_flow_mw FROM switch.hydro_historical_monthly_capacity_factors WHERE generation_plant_id = 5000844 AND hydro_simple_scenario_id = 1;
INSERT INTO switch.hydro_historical_monthly_capacity_factors (hydro_simple_scenario_id, generation_plant_id, year, month, hydro_min_flow_mw, hydro_avg_flow_mw) SELECT 21 as hydro_simple_scenario_id, 157940 as generation_plant_id, 2012 as year, month, hydro_min_flow_mw, hydro_avg_flow_mw FROM switch.hydro_historical_monthly_capacity_factors WHERE generation_plant_id = 1157631013 AND hydro_simple_scenario_id = 1;
INSERT INTO switch.hydro_historical_monthly_capacity_factors (hydro_simple_scenario_id, generation_plant_id, year, month, hydro_min_flow_mw, hydro_avg_flow_mw) SELECT 21 as hydro_simple_scenario_id, 157978 as generation_plant_id, 2012 as year, month, hydro_min_flow_mw, hydro_avg_flow_mw FROM switch.hydro_historical_monthly_capacity_factors WHERE generation_plant_id = 1157631051 AND hydro_simple_scenario_id = 1;
INSERT INTO switch.hydro_historical_monthly_capacity_factors (hydro_simple_scenario_id, generation_plant_id, year, month, hydro_min_flow_mw, hydro_avg_flow_mw) SELECT 21 as hydro_simple_scenario_id, 157861 as generation_plant_id, 2012 as year, month, hydro_min_flow_mw, hydro_avg_flow_mw FROM switch.hydro_historical_monthly_capacity_factors WHERE generation_plant_id = 5000845 AND hydro_simple_scenario_id = 1;
INSERT INTO switch.hydro_historical_monthly_capacity_factors (hydro_simple_scenario_id, generation_plant_id, year, month, hydro_min_flow_mw, hydro_avg_flow_mw) SELECT 21 as hydro_simple_scenario_id, 158018 as generation_plant_id, 2012 as year, month, hydro_min_flow_mw, hydro_avg_flow_mw FROM switch.hydro_historical_monthly_capacity_factors WHERE generation_plant_id = 1157631091 AND hydro_simple_scenario_id = 1;
INSERT INTO switch.hydro_historical_monthly_capacity_factors (hydro_simple_scenario_id, generation_plant_id, year, month, hydro_min_flow_mw, hydro_avg_flow_mw) SELECT 21 as hydro_simple_scenario_id, 158019 as generation_plant_id, 2012 as year, month, hydro_min_flow_mw, hydro_avg_flow_mw FROM switch.hydro_historical_monthly_capacity_factors WHERE generation_plant_id = 1157631092 AND hydro_simple_scenario_id = 1;
INSERT INTO switch.hydro_historical_monthly_capacity_factors (hydro_simple_scenario_id, generation_plant_id, year, month, hydro_min_flow_mw, hydro_avg_flow_mw) SELECT 21 as hydro_simple_scenario_id, 157830 as generation_plant_id, 2012 as year, month, hydro_min_flow_mw, hydro_avg_flow_mw FROM switch.hydro_historical_monthly_capacity_factors WHERE generation_plant_id = 5000814 AND hydro_simple_scenario_id = 1;
INSERT INTO switch.hydro_historical_monthly_capacity_factors (hydro_simple_scenario_id, generation_plant_id, year, month, hydro_min_flow_mw, hydro_avg_flow_mw) SELECT 21 as hydro_simple_scenario_id, 157958 as generation_plant_id, 2012 as year, month, hydro_min_flow_mw, hydro_avg_flow_mw FROM switch.hydro_historical_monthly_capacity_factors WHERE generation_plant_id = 1157631031 AND hydro_simple_scenario_id = 1;
INSERT INTO switch.hydro_historical_monthly_capacity_factors (hydro_simple_scenario_id, generation_plant_id, year, month, hydro_min_flow_mw, hydro_avg_flow_mw) SELECT 21 as hydro_simple_scenario_id, 157950 as generation_plant_id, 2012 as year, month, hydro_min_flow_mw, hydro_avg_flow_mw FROM switch.hydro_historical_monthly_capacity_factors WHERE generation_plant_id = 1157631023 AND hydro_simple_scenario_id = 1;
INSERT INTO switch.hydro_historical_monthly_capacity_factors (hydro_simple_scenario_id, generation_plant_id, year, month, hydro_min_flow_mw, hydro_avg_flow_mw) SELECT 21 as hydro_simple_scenario_id, 157941 as generation_plant_id, 2012 as year, month, hydro_min_flow_mw, hydro_avg_flow_mw FROM switch.hydro_historical_monthly_capacity_factors WHERE generation_plant_id = 1157631014 AND hydro_simple_scenario_id = 1;
INSERT INTO switch.hydro_historical_monthly_capacity_factors (hydro_simple_scenario_id, generation_plant_id, year, month, hydro_min_flow_mw, hydro_avg_flow_mw) SELECT 21 as hydro_simple_scenario_id, 158031 as generation_plant_id, 2012 as year, month, hydro_min_flow_mw, hydro_avg_flow_mw FROM switch.hydro_historical_monthly_capacity_factors WHERE generation_plant_id = 1157631104 AND hydro_simple_scenario_id = 1;
INSERT INTO switch.hydro_historical_monthly_capacity_factors (hydro_simple_scenario_id, generation_plant_id, year, month, hydro_min_flow_mw, hydro_avg_flow_mw) SELECT 21 as hydro_simple_scenario_id, 158028 as generation_plant_id, 2012 as year, month, hydro_min_flow_mw, hydro_avg_flow_mw FROM switch.hydro_historical_monthly_capacity_factors WHERE generation_plant_id = 1157631101 AND hydro_simple_scenario_id = 1;
INSERT INTO switch.hydro_historical_monthly_capacity_factors (hydro_simple_scenario_id, generation_plant_id, year, month, hydro_min_flow_mw, hydro_avg_flow_mw) SELECT 21 as hydro_simple_scenario_id, 158029 as generation_plant_id, 2012 as year, month, hydro_min_flow_mw, hydro_avg_flow_mw FROM switch.hydro_historical_monthly_capacity_factors WHERE generation_plant_id = 1157631102 AND hydro_simple_scenario_id = 1;
INSERT INTO switch.hydro_historical_monthly_capacity_factors (hydro_simple_scenario_id, generation_plant_id, year, month, hydro_min_flow_mw, hydro_avg_flow_mw) SELECT 21 as hydro_simple_scenario_id, 158030 as generation_plant_id, 2012 as year, month, hydro_min_flow_mw, hydro_avg_flow_mw FROM switch.hydro_historical_monthly_capacity_factors WHERE generation_plant_id = 1157631103 AND hydro_simple_scenario_id = 1;
INSERT INTO switch.hydro_historical_monthly_capacity_factors (hydro_simple_scenario_id, generation_plant_id, year, month, hydro_min_flow_mw, hydro_avg_flow_mw) SELECT 21 as hydro_simple_scenario_id, 158034 as generation_plant_id, 2012 as year, month, hydro_min_flow_mw, hydro_avg_flow_mw FROM switch.hydro_historical_monthly_capacity_factors WHERE generation_plant_id = 1157631107 AND hydro_simple_scenario_id = 1;
INSERT INTO switch.hydro_historical_monthly_capacity_factors (hydro_simple_scenario_id, generation_plant_id, year, month, hydro_min_flow_mw, hydro_avg_flow_mw) SELECT 21 as hydro_simple_scenario_id, 158036 as generation_plant_id, 2012 as year, month, hydro_min_flow_mw, hydro_avg_flow_mw FROM switch.hydro_historical_monthly_capacity_factors WHERE generation_plant_id = 1157631109 AND hydro_simple_scenario_id = 1;
INSERT INTO switch.hydro_historical_monthly_capacity_factors (hydro_simple_scenario_id, generation_plant_id, year, month, hydro_min_flow_mw, hydro_avg_flow_mw) SELECT 21 as hydro_simple_scenario_id, 158037 as generation_plant_id, 2012 as year, month, hydro_min_flow_mw, hydro_avg_flow_mw FROM switch.hydro_historical_monthly_capacity_factors WHERE generation_plant_id = 1157631110 AND hydro_simple_scenario_id = 1;
INSERT INTO switch.hydro_historical_monthly_capacity_factors (hydro_simple_scenario_id, generation_plant_id, year, month, hydro_min_flow_mw, hydro_avg_flow_mw) SELECT 21 as hydro_simple_scenario_id, 158039 as generation_plant_id, 2012 as year, month, hydro_min_flow_mw, hydro_avg_flow_mw FROM switch.hydro_historical_monthly_capacity_factors WHERE generation_plant_id = 1157631112 AND hydro_simple_scenario_id = 1;
INSERT INTO switch.hydro_historical_monthly_capacity_factors (hydro_simple_scenario_id, generation_plant_id, year, month, hydro_min_flow_mw, hydro_avg_flow_mw) SELECT 21 as hydro_simple_scenario_id, 158038 as generation_plant_id, 2012 as year, month, hydro_min_flow_mw, hydro_avg_flow_mw FROM switch.hydro_historical_monthly_capacity_factors WHERE generation_plant_id = 1157631111 AND hydro_simple_scenario_id = 1;
INSERT INTO switch.hydro_historical_monthly_capacity_factors (hydro_simple_scenario_id, generation_plant_id, year, month, hydro_min_flow_mw, hydro_avg_flow_mw) SELECT 21 as hydro_simple_scenario_id, 158027 as generation_plant_id, 2012 as year, month, hydro_min_flow_mw, hydro_avg_flow_mw FROM switch.hydro_historical_monthly_capacity_factors WHERE generation_plant_id = 1157631100 AND hydro_simple_scenario_id = 1;
INSERT INTO switch.hydro_historical_monthly_capacity_factors (hydro_simple_scenario_id, generation_plant_id, year, month, hydro_min_flow_mw, hydro_avg_flow_mw) SELECT 21 as hydro_simple_scenario_id, 158035 as generation_plant_id, 2012 as year, month, hydro_min_flow_mw, hydro_avg_flow_mw FROM switch.hydro_historical_monthly_capacity_factors WHERE generation_plant_id = 1157631108 AND hydro_simple_scenario_id = 1;
INSERT INTO switch.hydro_historical_monthly_capacity_factors (hydro_simple_scenario_id, generation_plant_id, year, month, hydro_min_flow_mw, hydro_avg_flow_mw) SELECT 21 as hydro_simple_scenario_id, 158033 as generation_plant_id, 2012 as year, month, hydro_min_flow_mw, hydro_avg_flow_mw FROM switch.hydro_historical_monthly_capacity_factors WHERE generation_plant_id = 1157631106 AND hydro_simple_scenario_id = 1;
INSERT INTO switch.hydro_historical_monthly_capacity_factors (hydro_simple_scenario_id, generation_plant_id, year, month, hydro_min_flow_mw, hydro_avg_flow_mw) SELECT 21 as hydro_simple_scenario_id, 158032 as generation_plant_id, 2012 as year, month, hydro_min_flow_mw, hydro_avg_flow_mw FROM switch.hydro_historical_monthly_capacity_factors WHERE generation_plant_id = 1157631105 AND hydro_simple_scenario_id = 1;
INSERT INTO switch.hydro_historical_monthly_capacity_factors (hydro_simple_scenario_id, generation_plant_id, year, month, hydro_min_flow_mw, hydro_avg_flow_mw) SELECT 21 as hydro_simple_scenario_id, 157862 as generation_plant_id, 2012 as year, month, hydro_min_flow_mw, hydro_avg_flow_mw FROM switch.hydro_historical_monthly_capacity_factors WHERE generation_plant_id = 5000846 AND hydro_simple_scenario_id = 1;
INSERT INTO switch.hydro_historical_monthly_capacity_factors (hydro_simple_scenario_id, generation_plant_id, year, month, hydro_min_flow_mw, hydro_avg_flow_mw) SELECT 21 as hydro_simple_scenario_id, 157831 as generation_plant_id, 2012 as year, month, hydro_min_flow_mw, hydro_avg_flow_mw FROM switch.hydro_historical_monthly_capacity_factors WHERE generation_plant_id = 5000815 AND hydro_simple_scenario_id = 1;
INSERT INTO switch.hydro_historical_monthly_capacity_factors (hydro_simple_scenario_id, generation_plant_id, year, month, hydro_min_flow_mw, hydro_avg_flow_mw) SELECT 21 as hydro_simple_scenario_id, 157863 as generation_plant_id, 2012 as year, month, hydro_min_flow_mw, hydro_avg_flow_mw FROM switch.hydro_historical_monthly_capacity_factors WHERE generation_plant_id = 5000847 AND hydro_simple_scenario_id = 1;
INSERT INTO switch.hydro_historical_monthly_capacity_factors (hydro_simple_scenario_id, generation_plant_id, year, month, hydro_min_flow_mw, hydro_avg_flow_mw) SELECT 21 as hydro_simple_scenario_id, 157864 as generation_plant_id, 2012 as year, month, hydro_min_flow_mw, hydro_avg_flow_mw FROM switch.hydro_historical_monthly_capacity_factors WHERE generation_plant_id = 5000848 AND hydro_simple_scenario_id = 1;
INSERT INTO switch.hydro_historical_monthly_capacity_factors (hydro_simple_scenario_id, generation_plant_id, year, month, hydro_min_flow_mw, hydro_avg_flow_mw) SELECT 21 as hydro_simple_scenario_id, 157865 as generation_plant_id, 2012 as year, month, hydro_min_flow_mw, hydro_avg_flow_mw FROM switch.hydro_historical_monthly_capacity_factors WHERE generation_plant_id = 5000849 AND hydro_simple_scenario_id = 1;
INSERT INTO switch.hydro_historical_monthly_capacity_factors (hydro_simple_scenario_id, generation_plant_id, year, month, hydro_min_flow_mw, hydro_avg_flow_mw) SELECT 21 as hydro_simple_scenario_id, 157866 as generation_plant_id, 2012 as year, month, hydro_min_flow_mw, hydro_avg_flow_mw FROM switch.hydro_historical_monthly_capacity_factors WHERE generation_plant_id = 5000850 AND hydro_simple_scenario_id = 1;
INSERT INTO switch.hydro_historical_monthly_capacity_factors (hydro_simple_scenario_id, generation_plant_id, year, month, hydro_min_flow_mw, hydro_avg_flow_mw) SELECT 21 as hydro_simple_scenario_id, 157993 as generation_plant_id, 2012 as year, month, hydro_min_flow_mw, hydro_avg_flow_mw FROM switch.hydro_historical_monthly_capacity_factors WHERE generation_plant_id = 1157631066 AND hydro_simple_scenario_id = 1;
INSERT INTO switch.hydro_historical_monthly_capacity_factors (hydro_simple_scenario_id, generation_plant_id, year, month, hydro_min_flow_mw, hydro_avg_flow_mw) SELECT 21 as hydro_simple_scenario_id, 157995 as generation_plant_id, 2012 as year, month, hydro_min_flow_mw, hydro_avg_flow_mw FROM switch.hydro_historical_monthly_capacity_factors WHERE generation_plant_id = 1157631068 AND hydro_simple_scenario_id = 1;
INSERT INTO switch.hydro_historical_monthly_capacity_factors (hydro_simple_scenario_id, generation_plant_id, year, month, hydro_min_flow_mw, hydro_avg_flow_mw) SELECT 21 as hydro_simple_scenario_id, 157867 as generation_plant_id, 2012 as year, month, hydro_min_flow_mw, hydro_avg_flow_mw FROM switch.hydro_historical_monthly_capacity_factors WHERE generation_plant_id = 5000851 AND hydro_simple_scenario_id = 1;
INSERT INTO switch.hydro_historical_monthly_capacity_factors (hydro_simple_scenario_id, generation_plant_id, year, month, hydro_min_flow_mw, hydro_avg_flow_mw) SELECT 21 as hydro_simple_scenario_id, 158006 as generation_plant_id, 2012 as year, month, hydro_min_flow_mw, hydro_avg_flow_mw FROM switch.hydro_historical_monthly_capacity_factors WHERE generation_plant_id = 1157631079 AND hydro_simple_scenario_id = 1;
INSERT INTO switch.hydro_historical_monthly_capacity_factors (hydro_simple_scenario_id, generation_plant_id, year, month, hydro_min_flow_mw, hydro_avg_flow_mw) SELECT 21 as hydro_simple_scenario_id, 157868 as generation_plant_id, 2012 as year, month, hydro_min_flow_mw, hydro_avg_flow_mw FROM switch.hydro_historical_monthly_capacity_factors WHERE generation_plant_id = 5000852 AND hydro_simple_scenario_id = 1;
INSERT INTO switch.hydro_historical_monthly_capacity_factors (hydro_simple_scenario_id, generation_plant_id, year, month, hydro_min_flow_mw, hydro_avg_flow_mw) SELECT 21 as hydro_simple_scenario_id, 157832 as generation_plant_id, 2012 as year, month, hydro_min_flow_mw, hydro_avg_flow_mw FROM switch.hydro_historical_monthly_capacity_factors WHERE generation_plant_id = 5000816 AND hydro_simple_scenario_id = 1;
INSERT INTO switch.hydro_historical_monthly_capacity_factors (hydro_simple_scenario_id, generation_plant_id, year, month, hydro_min_flow_mw, hydro_avg_flow_mw) SELECT 21 as hydro_simple_scenario_id, 157869 as generation_plant_id, 2012 as year, month, hydro_min_flow_mw, hydro_avg_flow_mw FROM switch.hydro_historical_monthly_capacity_factors WHERE generation_plant_id = 5000853 AND hydro_simple_scenario_id = 1;
INSERT INTO switch.hydro_historical_monthly_capacity_factors (hydro_simple_scenario_id, generation_plant_id, year, month, hydro_min_flow_mw, hydro_avg_flow_mw) SELECT 21 as hydro_simple_scenario_id, 157870 as generation_plant_id, 2012 as year, month, hydro_min_flow_mw, hydro_avg_flow_mw FROM switch.hydro_historical_monthly_capacity_factors WHERE generation_plant_id = 5000854 AND hydro_simple_scenario_id = 1;
INSERT INTO switch.hydro_historical_monthly_capacity_factors (hydro_simple_scenario_id, generation_plant_id, year, month, hydro_min_flow_mw, hydro_avg_flow_mw) SELECT 21 as hydro_simple_scenario_id, 157957 as generation_plant_id, 2012 as year, month, hydro_min_flow_mw, hydro_avg_flow_mw FROM switch.hydro_historical_monthly_capacity_factors WHERE generation_plant_id = 1157631030 AND hydro_simple_scenario_id = 1;
INSERT INTO switch.hydro_historical_monthly_capacity_factors (hydro_simple_scenario_id, generation_plant_id, year, month, hydro_min_flow_mw, hydro_avg_flow_mw) SELECT 21 as hydro_simple_scenario_id, 157954 as generation_plant_id, 2012 as year, month, hydro_min_flow_mw, hydro_avg_flow_mw FROM switch.hydro_historical_monthly_capacity_factors WHERE generation_plant_id = 1157631027 AND hydro_simple_scenario_id = 1;
INSERT INTO switch.hydro_historical_monthly_capacity_factors (hydro_simple_scenario_id, generation_plant_id, year, month, hydro_min_flow_mw, hydro_avg_flow_mw) SELECT 21 as hydro_simple_scenario_id, 157953 as generation_plant_id, 2012 as year, month, hydro_min_flow_mw, hydro_avg_flow_mw FROM switch.hydro_historical_monthly_capacity_factors WHERE generation_plant_id = 1157631026 AND hydro_simple_scenario_id = 1;
INSERT INTO switch.hydro_historical_monthly_capacity_factors (hydro_simple_scenario_id, generation_plant_id, year, month, hydro_min_flow_mw, hydro_avg_flow_mw) SELECT 21 as hydro_simple_scenario_id, 157871 as generation_plant_id, 2012 as year, month, hydro_min_flow_mw, hydro_avg_flow_mw FROM switch.hydro_historical_monthly_capacity_factors WHERE generation_plant_id = 5000855 AND hydro_simple_scenario_id = 1;
INSERT INTO switch.hydro_historical_monthly_capacity_factors (hydro_simple_scenario_id, generation_plant_id, year, month, hydro_min_flow_mw, hydro_avg_flow_mw) SELECT 21 as hydro_simple_scenario_id, 157872 as generation_plant_id, 2012 as year, month, hydro_min_flow_mw, hydro_avg_flow_mw FROM switch.hydro_historical_monthly_capacity_factors WHERE generation_plant_id = 5000856 AND hydro_simple_scenario_id = 1;
INSERT INTO switch.hydro_historical_monthly_capacity_factors (hydro_simple_scenario_id, generation_plant_id, year, month, hydro_min_flow_mw, hydro_avg_flow_mw) SELECT 21 as hydro_simple_scenario_id, 157873 as generation_plant_id, 2012 as year, month, hydro_min_flow_mw, hydro_avg_flow_mw FROM switch.hydro_historical_monthly_capacity_factors WHERE generation_plant_id = 5000857 AND hydro_simple_scenario_id = 1;
INSERT INTO switch.hydro_historical_monthly_capacity_factors (hydro_simple_scenario_id, generation_plant_id, year, month, hydro_min_flow_mw, hydro_avg_flow_mw) SELECT 21 as hydro_simple_scenario_id, 158045 as generation_plant_id, 2012 as year, month, hydro_min_flow_mw, hydro_avg_flow_mw FROM switch.hydro_historical_monthly_capacity_factors WHERE generation_plant_id = 1157631118 AND hydro_simple_scenario_id = 1;
INSERT INTO switch.hydro_historical_monthly_capacity_factors (hydro_simple_scenario_id, generation_plant_id, year, month, hydro_min_flow_mw, hydro_avg_flow_mw) SELECT 21 as hydro_simple_scenario_id, 157992 as generation_plant_id, 2012 as year, month, hydro_min_flow_mw, hydro_avg_flow_mw FROM switch.hydro_historical_monthly_capacity_factors WHERE generation_plant_id = 1157631065 AND hydro_simple_scenario_id = 1;
INSERT INTO switch.hydro_historical_monthly_capacity_factors (hydro_simple_scenario_id, generation_plant_id, year, month, hydro_min_flow_mw, hydro_avg_flow_mw) SELECT 21 as hydro_simple_scenario_id, 158025 as generation_plant_id, 2012 as year, month, hydro_min_flow_mw, hydro_avg_flow_mw FROM switch.hydro_historical_monthly_capacity_factors WHERE generation_plant_id = 1157631098 AND hydro_simple_scenario_id = 1;
INSERT INTO switch.hydro_historical_monthly_capacity_factors (hydro_simple_scenario_id, generation_plant_id, year, month, hydro_min_flow_mw, hydro_avg_flow_mw) SELECT 21 as hydro_simple_scenario_id, 157994 as generation_plant_id, 2012 as year, month, hydro_min_flow_mw, hydro_avg_flow_mw FROM switch.hydro_historical_monthly_capacity_factors WHERE generation_plant_id = 1157631067 AND hydro_simple_scenario_id = 1;
INSERT INTO switch.hydro_historical_monthly_capacity_factors (hydro_simple_scenario_id, generation_plant_id, year, month, hydro_min_flow_mw, hydro_avg_flow_mw) SELECT 21 as hydro_simple_scenario_id, 157986 as generation_plant_id, 2012 as year, month, hydro_min_flow_mw, hydro_avg_flow_mw FROM switch.hydro_historical_monthly_capacity_factors WHERE generation_plant_id = 1157631059 AND hydro_simple_scenario_id = 1;
INSERT INTO switch.hydro_historical_monthly_capacity_factors (hydro_simple_scenario_id, generation_plant_id, year, month, hydro_min_flow_mw, hydro_avg_flow_mw) SELECT 21 as hydro_simple_scenario_id, 157874 as generation_plant_id, 2012 as year, month, hydro_min_flow_mw, hydro_avg_flow_mw FROM switch.hydro_historical_monthly_capacity_factors WHERE generation_plant_id = 5000858 AND hydro_simple_scenario_id = 1;
INSERT INTO switch.hydro_historical_monthly_capacity_factors (hydro_simple_scenario_id, generation_plant_id, year, month, hydro_min_flow_mw, hydro_avg_flow_mw) SELECT 21 as hydro_simple_scenario_id, 157875 as generation_plant_id, 2012 as year, month, hydro_min_flow_mw, hydro_avg_flow_mw FROM switch.hydro_historical_monthly_capacity_factors WHERE generation_plant_id = 5000859 AND hydro_simple_scenario_id = 1;
INSERT INTO switch.hydro_historical_monthly_capacity_factors (hydro_simple_scenario_id, generation_plant_id, year, month, hydro_min_flow_mw, hydro_avg_flow_mw) SELECT 21 as hydro_simple_scenario_id, 157876 as generation_plant_id, 2012 as year, month, hydro_min_flow_mw, hydro_avg_flow_mw FROM switch.hydro_historical_monthly_capacity_factors WHERE generation_plant_id = 5000860 AND hydro_simple_scenario_id = 1;
INSERT INTO switch.hydro_historical_monthly_capacity_factors (hydro_simple_scenario_id, generation_plant_id, year, month, hydro_min_flow_mw, hydro_avg_flow_mw) SELECT 21 as hydro_simple_scenario_id, 158021 as generation_plant_id, 2012 as year, month, hydro_min_flow_mw, hydro_avg_flow_mw FROM switch.hydro_historical_monthly_capacity_factors WHERE generation_plant_id = 1157631094 AND hydro_simple_scenario_id = 1;
INSERT INTO switch.hydro_historical_monthly_capacity_factors (hydro_simple_scenario_id, generation_plant_id, year, month, hydro_min_flow_mw, hydro_avg_flow_mw) SELECT 21 as hydro_simple_scenario_id, 158026 as generation_plant_id, 2012 as year, month, hydro_min_flow_mw, hydro_avg_flow_mw FROM switch.hydro_historical_monthly_capacity_factors WHERE generation_plant_id = 1157631099 AND hydro_simple_scenario_id = 1;
INSERT INTO switch.hydro_historical_monthly_capacity_factors (hydro_simple_scenario_id, generation_plant_id, year, month, hydro_min_flow_mw, hydro_avg_flow_mw) SELECT 21 as hydro_simple_scenario_id, 158022 as generation_plant_id, 2012 as year, month, hydro_min_flow_mw, hydro_avg_flow_mw FROM switch.hydro_historical_monthly_capacity_factors WHERE generation_plant_id = 1157631095 AND hydro_simple_scenario_id = 1;
INSERT INTO switch.hydro_historical_monthly_capacity_factors (hydro_simple_scenario_id, generation_plant_id, year, month, hydro_min_flow_mw, hydro_avg_flow_mw) SELECT 21 as hydro_simple_scenario_id, 157877 as generation_plant_id, 2012 as year, month, hydro_min_flow_mw, hydro_avg_flow_mw FROM switch.hydro_historical_monthly_capacity_factors WHERE generation_plant_id = 5000861 AND hydro_simple_scenario_id = 1;
INSERT INTO switch.hydro_historical_monthly_capacity_factors (hydro_simple_scenario_id, generation_plant_id, year, month, hydro_min_flow_mw, hydro_avg_flow_mw) SELECT 21 as hydro_simple_scenario_id, 157948 as generation_plant_id, 2012 as year, month, hydro_min_flow_mw, hydro_avg_flow_mw FROM switch.hydro_historical_monthly_capacity_factors WHERE generation_plant_id = 1157631021 AND hydro_simple_scenario_id = 1;
INSERT INTO switch.hydro_historical_monthly_capacity_factors (hydro_simple_scenario_id, generation_plant_id, year, month, hydro_min_flow_mw, hydro_avg_flow_mw) SELECT 21 as hydro_simple_scenario_id, 157969 as generation_plant_id, 2012 as year, month, hydro_min_flow_mw, hydro_avg_flow_mw FROM switch.hydro_historical_monthly_capacity_factors WHERE generation_plant_id = 1157631042 AND hydro_simple_scenario_id = 1;
INSERT INTO switch.hydro_historical_monthly_capacity_factors (hydro_simple_scenario_id, generation_plant_id, year, month, hydro_min_flow_mw, hydro_avg_flow_mw) SELECT 21 as hydro_simple_scenario_id, 157973 as generation_plant_id, 2012 as year, month, hydro_min_flow_mw, hydro_avg_flow_mw FROM switch.hydro_historical_monthly_capacity_factors WHERE generation_plant_id = 1157631046 AND hydro_simple_scenario_id = 1;
INSERT INTO switch.hydro_historical_monthly_capacity_factors (hydro_simple_scenario_id, generation_plant_id, year, month, hydro_min_flow_mw, hydro_avg_flow_mw) SELECT 21 as hydro_simple_scenario_id, 157979 as generation_plant_id, 2012 as year, month, hydro_min_flow_mw, hydro_avg_flow_mw FROM switch.hydro_historical_monthly_capacity_factors WHERE generation_plant_id = 1157631052 AND hydro_simple_scenario_id = 1;
INSERT INTO switch.hydro_historical_monthly_capacity_factors (hydro_simple_scenario_id, generation_plant_id, year, month, hydro_min_flow_mw, hydro_avg_flow_mw) SELECT 21 as hydro_simple_scenario_id, 157833 as generation_plant_id, 2012 as year, month, hydro_min_flow_mw, hydro_avg_flow_mw FROM switch.hydro_historical_monthly_capacity_factors WHERE generation_plant_id = 5000817 AND hydro_simple_scenario_id = 1;
INSERT INTO switch.hydro_historical_monthly_capacity_factors (hydro_simple_scenario_id, generation_plant_id, year, month, hydro_min_flow_mw, hydro_avg_flow_mw) SELECT 21 as hydro_simple_scenario_id, 157878 as generation_plant_id, 2012 as year, month, hydro_min_flow_mw, hydro_avg_flow_mw FROM switch.hydro_historical_monthly_capacity_factors WHERE generation_plant_id = 5000862 AND hydro_simple_scenario_id = 1;
INSERT INTO switch.hydro_historical_monthly_capacity_factors (hydro_simple_scenario_id, generation_plant_id, year, month, hydro_min_flow_mw, hydro_avg_flow_mw) SELECT 21 as hydro_simple_scenario_id, 157834 as generation_plant_id, 2012 as year, month, hydro_min_flow_mw, hydro_avg_flow_mw FROM switch.hydro_historical_monthly_capacity_factors WHERE generation_plant_id = 5000818 AND hydro_simple_scenario_id = 1;
INSERT INTO switch.hydro_historical_monthly_capacity_factors (hydro_simple_scenario_id, generation_plant_id, year, month, hydro_min_flow_mw, hydro_avg_flow_mw) SELECT 21 as hydro_simple_scenario_id, 158057 as generation_plant_id, 2012 as year, month, hydro_min_flow_mw, hydro_avg_flow_mw FROM switch.hydro_historical_monthly_capacity_factors WHERE generation_plant_id = 1157631130 AND hydro_simple_scenario_id = 1;
INSERT INTO switch.hydro_historical_monthly_capacity_factors (hydro_simple_scenario_id, generation_plant_id, year, month, hydro_min_flow_mw, hydro_avg_flow_mw) SELECT 21 as hydro_simple_scenario_id, 157879 as generation_plant_id, 2012 as year, month, hydro_min_flow_mw, hydro_avg_flow_mw FROM switch.hydro_historical_monthly_capacity_factors WHERE generation_plant_id = 5000863 AND hydro_simple_scenario_id = 1;
INSERT INTO switch.hydro_historical_monthly_capacity_factors (hydro_simple_scenario_id, generation_plant_id, year, month, hydro_min_flow_mw, hydro_avg_flow_mw) SELECT 21 as hydro_simple_scenario_id, 157835 as generation_plant_id, 2012 as year, month, hydro_min_flow_mw, hydro_avg_flow_mw FROM switch.hydro_historical_monthly_capacity_factors WHERE generation_plant_id = 5000819 AND hydro_simple_scenario_id = 1;
INSERT INTO switch.hydro_historical_monthly_capacity_factors (hydro_simple_scenario_id, generation_plant_id, year, month, hydro_min_flow_mw, hydro_avg_flow_mw) SELECT 21 as hydro_simple_scenario_id, 157836 as generation_plant_id, 2012 as year, month, hydro_min_flow_mw, hydro_avg_flow_mw FROM switch.hydro_historical_monthly_capacity_factors WHERE generation_plant_id = 5000820 AND hydro_simple_scenario_id = 1;
INSERT INTO switch.hydro_historical_monthly_capacity_factors (hydro_simple_scenario_id, generation_plant_id, year, month, hydro_min_flow_mw, hydro_avg_flow_mw) SELECT 21 as hydro_simple_scenario_id, 157956 as generation_plant_id, 2012 as year, month, hydro_min_flow_mw, hydro_avg_flow_mw FROM switch.hydro_historical_monthly_capacity_factors WHERE generation_plant_id = 1157631029 AND hydro_simple_scenario_id = 1;
INSERT INTO switch.hydro_historical_monthly_capacity_factors (hydro_simple_scenario_id, generation_plant_id, year, month, hydro_min_flow_mw, hydro_avg_flow_mw) SELECT 21 as hydro_simple_scenario_id, 157951 as generation_plant_id, 2012 as year, month, hydro_min_flow_mw, hydro_avg_flow_mw FROM switch.hydro_historical_monthly_capacity_factors WHERE generation_plant_id = 1157631024 AND hydro_simple_scenario_id = 1;
INSERT INTO switch.hydro_historical_monthly_capacity_factors (hydro_simple_scenario_id, generation_plant_id, year, month, hydro_min_flow_mw, hydro_avg_flow_mw) SELECT 21 as hydro_simple_scenario_id, 157880 as generation_plant_id, 2012 as year, month, hydro_min_flow_mw, hydro_avg_flow_mw FROM switch.hydro_historical_monthly_capacity_factors WHERE generation_plant_id = 5000864 AND hydro_simple_scenario_id = 1;
INSERT INTO switch.hydro_historical_monthly_capacity_factors (hydro_simple_scenario_id, generation_plant_id, year, month, hydro_min_flow_mw, hydro_avg_flow_mw) SELECT 21 as hydro_simple_scenario_id, 157881 as generation_plant_id, 2012 as year, month, hydro_min_flow_mw, hydro_avg_flow_mw FROM switch.hydro_historical_monthly_capacity_factors WHERE generation_plant_id = 5000865 AND hydro_simple_scenario_id = 1;
INSERT INTO switch.hydro_historical_monthly_capacity_factors (hydro_simple_scenario_id, generation_plant_id, year, month, hydro_min_flow_mw, hydro_avg_flow_mw) SELECT 21 as hydro_simple_scenario_id, 157837 as generation_plant_id, 2012 as year, month, hydro_min_flow_mw, hydro_avg_flow_mw FROM switch.hydro_historical_monthly_capacity_factors WHERE generation_plant_id = 5000821 AND hydro_simple_scenario_id = 1;
INSERT INTO switch.hydro_historical_monthly_capacity_factors (hydro_simple_scenario_id, generation_plant_id, year, month, hydro_min_flow_mw, hydro_avg_flow_mw) SELECT 21 as hydro_simple_scenario_id, 157882 as generation_plant_id, 2012 as year, month, hydro_min_flow_mw, hydro_avg_flow_mw FROM switch.hydro_historical_monthly_capacity_factors WHERE generation_plant_id = 5000866 AND hydro_simple_scenario_id = 1;
INSERT INTO switch.hydro_historical_monthly_capacity_factors (hydro_simple_scenario_id, generation_plant_id, year, month, hydro_min_flow_mw, hydro_avg_flow_mw) SELECT 21 as hydro_simple_scenario_id, 157968 as generation_plant_id, 2012 as year, month, hydro_min_flow_mw, hydro_avg_flow_mw FROM switch.hydro_historical_monthly_capacity_factors WHERE generation_plant_id = 1157631041 AND hydro_simple_scenario_id = 1;
INSERT INTO switch.hydro_historical_monthly_capacity_factors (hydro_simple_scenario_id, generation_plant_id, year, month, hydro_min_flow_mw, hydro_avg_flow_mw) SELECT 21 as hydro_simple_scenario_id, 157967 as generation_plant_id, 2012 as year, month, hydro_min_flow_mw, hydro_avg_flow_mw FROM switch.hydro_historical_monthly_capacity_factors WHERE generation_plant_id = 1157631040 AND hydro_simple_scenario_id = 1;
INSERT INTO switch.hydro_historical_monthly_capacity_factors (hydro_simple_scenario_id, generation_plant_id, year, month, hydro_min_flow_mw, hydro_avg_flow_mw) SELECT 21 as hydro_simple_scenario_id, 157883 as generation_plant_id, 2012 as year, month, hydro_min_flow_mw, hydro_avg_flow_mw FROM switch.hydro_historical_monthly_capacity_factors WHERE generation_plant_id = 5000867 AND hydro_simple_scenario_id = 1;
INSERT INTO switch.hydro_historical_monthly_capacity_factors (hydro_simple_scenario_id, generation_plant_id, year, month, hydro_min_flow_mw, hydro_avg_flow_mw) SELECT 21 as hydro_simple_scenario_id, 157887 as generation_plant_id, 2012 as year, month, hydro_min_flow_mw, hydro_avg_flow_mw FROM switch.hydro_historical_monthly_capacity_factors WHERE generation_plant_id = 5000871 AND hydro_simple_scenario_id = 1;
INSERT INTO switch.hydro_historical_monthly_capacity_factors (hydro_simple_scenario_id, generation_plant_id, year, month, hydro_min_flow_mw, hydro_avg_flow_mw) SELECT 21 as hydro_simple_scenario_id, 157885 as generation_plant_id, 2012 as year, month, hydro_min_flow_mw, hydro_avg_flow_mw FROM switch.hydro_historical_monthly_capacity_factors WHERE generation_plant_id = 5000869 AND hydro_simple_scenario_id = 1;
INSERT INTO switch.hydro_historical_monthly_capacity_factors (hydro_simple_scenario_id, generation_plant_id, year, month, hydro_min_flow_mw, hydro_avg_flow_mw) SELECT 21 as hydro_simple_scenario_id, 157884 as generation_plant_id, 2012 as year, month, hydro_min_flow_mw, hydro_avg_flow_mw FROM switch.hydro_historical_monthly_capacity_factors WHERE generation_plant_id = 5000868 AND hydro_simple_scenario_id = 1;
INSERT INTO switch.hydro_historical_monthly_capacity_factors (hydro_simple_scenario_id, generation_plant_id, year, month, hydro_min_flow_mw, hydro_avg_flow_mw) SELECT 21 as hydro_simple_scenario_id, 157886 as generation_plant_id, 2012 as year, month, hydro_min_flow_mw, hydro_avg_flow_mw FROM switch.hydro_historical_monthly_capacity_factors WHERE generation_plant_id = 5000870 AND hydro_simple_scenario_id = 1;
INSERT INTO switch.hydro_historical_monthly_capacity_factors (hydro_simple_scenario_id, generation_plant_id, year, month, hydro_min_flow_mw, hydro_avg_flow_mw) SELECT 21 as hydro_simple_scenario_id, 157946 as generation_plant_id, 2012 as year, month, hydro_min_flow_mw, hydro_avg_flow_mw FROM switch.hydro_historical_monthly_capacity_factors WHERE generation_plant_id = 1157631019 AND hydro_simple_scenario_id = 1;
INSERT INTO switch.hydro_historical_monthly_capacity_factors (hydro_simple_scenario_id, generation_plant_id, year, month, hydro_min_flow_mw, hydro_avg_flow_mw) SELECT 21 as hydro_simple_scenario_id, 157944 as generation_plant_id, 2012 as year, month, hydro_min_flow_mw, hydro_avg_flow_mw FROM switch.hydro_historical_monthly_capacity_factors WHERE generation_plant_id = 1157631017 AND hydro_simple_scenario_id = 1;
INSERT INTO switch.hydro_historical_monthly_capacity_factors (hydro_simple_scenario_id, generation_plant_id, year, month, hydro_min_flow_mw, hydro_avg_flow_mw) SELECT 21 as hydro_simple_scenario_id, 157888 as generation_plant_id, 2012 as year, month, hydro_min_flow_mw, hydro_avg_flow_mw FROM switch.hydro_historical_monthly_capacity_factors WHERE generation_plant_id = 5000872 AND hydro_simple_scenario_id = 1;
INSERT INTO switch.hydro_historical_monthly_capacity_factors (hydro_simple_scenario_id, generation_plant_id, year, month, hydro_min_flow_mw, hydro_avg_flow_mw) SELECT 21 as hydro_simple_scenario_id, 157889 as generation_plant_id, 2012 as year, month, hydro_min_flow_mw, hydro_avg_flow_mw FROM switch.hydro_historical_monthly_capacity_factors WHERE generation_plant_id = 5000873 AND hydro_simple_scenario_id = 1;
INSERT INTO switch.hydro_historical_monthly_capacity_factors (hydro_simple_scenario_id, generation_plant_id, year, month, hydro_min_flow_mw, hydro_avg_flow_mw) SELECT 21 as hydro_simple_scenario_id, 157991 as generation_plant_id, 2012 as year, month, hydro_min_flow_mw, hydro_avg_flow_mw FROM switch.hydro_historical_monthly_capacity_factors WHERE generation_plant_id = 1157631064 AND hydro_simple_scenario_id = 1;
INSERT INTO switch.hydro_historical_monthly_capacity_factors (hydro_simple_scenario_id, generation_plant_id, year, month, hydro_min_flow_mw, hydro_avg_flow_mw) SELECT 21 as hydro_simple_scenario_id, 158041 as generation_plant_id, 2012 as year, month, hydro_min_flow_mw, hydro_avg_flow_mw FROM switch.hydro_historical_monthly_capacity_factors WHERE generation_plant_id = 1157631114 AND hydro_simple_scenario_id = 1;
INSERT INTO switch.hydro_historical_monthly_capacity_factors (hydro_simple_scenario_id, generation_plant_id, year, month, hydro_min_flow_mw, hydro_avg_flow_mw) SELECT 21 as hydro_simple_scenario_id, 158042 as generation_plant_id, 2012 as year, month, hydro_min_flow_mw, hydro_avg_flow_mw FROM switch.hydro_historical_monthly_capacity_factors WHERE generation_plant_id = 1157631115 AND hydro_simple_scenario_id = 1;
INSERT INTO switch.hydro_historical_monthly_capacity_factors (hydro_simple_scenario_id, generation_plant_id, year, month, hydro_min_flow_mw, hydro_avg_flow_mw) SELECT 21 as hydro_simple_scenario_id, 157890 as generation_plant_id, 2012 as year, month, hydro_min_flow_mw, hydro_avg_flow_mw FROM switch.hydro_historical_monthly_capacity_factors WHERE generation_plant_id = 5000874 AND hydro_simple_scenario_id = 1;
INSERT INTO switch.hydro_historical_monthly_capacity_factors (hydro_simple_scenario_id, generation_plant_id, year, month, hydro_min_flow_mw, hydro_avg_flow_mw) SELECT 21 as hydro_simple_scenario_id, 157891 as generation_plant_id, 2012 as year, month, hydro_min_flow_mw, hydro_avg_flow_mw FROM switch.hydro_historical_monthly_capacity_factors WHERE generation_plant_id = 5000875 AND hydro_simple_scenario_id = 1;
INSERT INTO switch.hydro_historical_monthly_capacity_factors (hydro_simple_scenario_id, generation_plant_id, year, month, hydro_min_flow_mw, hydro_avg_flow_mw) SELECT 21 as hydro_simple_scenario_id, 157892 as generation_plant_id, 2012 as year, month, hydro_min_flow_mw, hydro_avg_flow_mw FROM switch.hydro_historical_monthly_capacity_factors WHERE generation_plant_id = 5000876 AND hydro_simple_scenario_id = 1;
INSERT INTO switch.hydro_historical_monthly_capacity_factors (hydro_simple_scenario_id, generation_plant_id, year, month, hydro_min_flow_mw, hydro_avg_flow_mw) SELECT 21 as hydro_simple_scenario_id, 157893 as generation_plant_id, 2012 as year, month, hydro_min_flow_mw, hydro_avg_flow_mw FROM switch.hydro_historical_monthly_capacity_factors WHERE generation_plant_id = 5000877 AND hydro_simple_scenario_id = 1;
INSERT INTO switch.hydro_historical_monthly_capacity_factors (hydro_simple_scenario_id, generation_plant_id, year, month, hydro_min_flow_mw, hydro_avg_flow_mw) SELECT 21 as hydro_simple_scenario_id, 158020 as generation_plant_id, 2012 as year, month, hydro_min_flow_mw, hydro_avg_flow_mw FROM switch.hydro_historical_monthly_capacity_factors WHERE generation_plant_id = 1157631093 AND hydro_simple_scenario_id = 1;
INSERT INTO switch.hydro_historical_monthly_capacity_factors (hydro_simple_scenario_id, generation_plant_id, year, month, hydro_min_flow_mw, hydro_avg_flow_mw) SELECT 21 as hydro_simple_scenario_id, 158024 as generation_plant_id, 2012 as year, month, hydro_min_flow_mw, hydro_avg_flow_mw FROM switch.hydro_historical_monthly_capacity_factors WHERE generation_plant_id = 1157631097 AND hydro_simple_scenario_id = 1;
INSERT INTO switch.hydro_historical_monthly_capacity_factors (hydro_simple_scenario_id, generation_plant_id, year, month, hydro_min_flow_mw, hydro_avg_flow_mw) SELECT 21 as hydro_simple_scenario_id, 158054 as generation_plant_id, 2012 as year, month, hydro_min_flow_mw, hydro_avg_flow_mw FROM switch.hydro_historical_monthly_capacity_factors WHERE generation_plant_id = 1157631127 AND hydro_simple_scenario_id = 1;
INSERT INTO switch.hydro_historical_monthly_capacity_factors (hydro_simple_scenario_id, generation_plant_id, year, month, hydro_min_flow_mw, hydro_avg_flow_mw) SELECT 21 as hydro_simple_scenario_id, 158058 as generation_plant_id, 2012 as year, month, hydro_min_flow_mw, hydro_avg_flow_mw FROM switch.hydro_historical_monthly_capacity_factors WHERE generation_plant_id = 1157631131 AND hydro_simple_scenario_id = 1;
INSERT INTO switch.hydro_historical_monthly_capacity_factors (hydro_simple_scenario_id, generation_plant_id, year, month, hydro_min_flow_mw, hydro_avg_flow_mw) SELECT 21 as hydro_simple_scenario_id, 157996 as generation_plant_id, 2012 as year, month, hydro_min_flow_mw, hydro_avg_flow_mw FROM switch.hydro_historical_monthly_capacity_factors WHERE generation_plant_id = 1157631069 AND hydro_simple_scenario_id = 1;
INSERT INTO switch.hydro_historical_monthly_capacity_factors (hydro_simple_scenario_id, generation_plant_id, year, month, hydro_min_flow_mw, hydro_avg_flow_mw) SELECT 21 as hydro_simple_scenario_id, 158001 as generation_plant_id, 2012 as year, month, hydro_min_flow_mw, hydro_avg_flow_mw FROM switch.hydro_historical_monthly_capacity_factors WHERE generation_plant_id = 1157631074 AND hydro_simple_scenario_id = 1;
INSERT INTO switch.hydro_historical_monthly_capacity_factors (hydro_simple_scenario_id, generation_plant_id, year, month, hydro_min_flow_mw, hydro_avg_flow_mw) SELECT 21 as hydro_simple_scenario_id, 157998 as generation_plant_id, 2012 as year, month, hydro_min_flow_mw, hydro_avg_flow_mw FROM switch.hydro_historical_monthly_capacity_factors WHERE generation_plant_id = 1157631071 AND hydro_simple_scenario_id = 1;
INSERT INTO switch.hydro_historical_monthly_capacity_factors (hydro_simple_scenario_id, generation_plant_id, year, month, hydro_min_flow_mw, hydro_avg_flow_mw) SELECT 21 as hydro_simple_scenario_id, 157999 as generation_plant_id, 2012 as year, month, hydro_min_flow_mw, hydro_avg_flow_mw FROM switch.hydro_historical_monthly_capacity_factors WHERE generation_plant_id = 1157631072 AND hydro_simple_scenario_id = 1;
INSERT INTO switch.hydro_historical_monthly_capacity_factors (hydro_simple_scenario_id, generation_plant_id, year, month, hydro_min_flow_mw, hydro_avg_flow_mw) SELECT 21 as hydro_simple_scenario_id, 157894 as generation_plant_id, 2012 as year, month, hydro_min_flow_mw, hydro_avg_flow_mw FROM switch.hydro_historical_monthly_capacity_factors WHERE generation_plant_id = 5000878 AND hydro_simple_scenario_id = 1;
INSERT INTO switch.hydro_historical_monthly_capacity_factors (hydro_simple_scenario_id, generation_plant_id, year, month, hydro_min_flow_mw, hydro_avg_flow_mw) SELECT 21 as hydro_simple_scenario_id, 157895 as generation_plant_id, 2012 as year, month, hydro_min_flow_mw, hydro_avg_flow_mw FROM switch.hydro_historical_monthly_capacity_factors WHERE generation_plant_id = 5000879 AND hydro_simple_scenario_id = 1;
INSERT INTO switch.hydro_historical_monthly_capacity_factors (hydro_simple_scenario_id, generation_plant_id, year, month, hydro_min_flow_mw, hydro_avg_flow_mw) SELECT 21 as hydro_simple_scenario_id, 158000 as generation_plant_id, 2012 as year, month, hydro_min_flow_mw, hydro_avg_flow_mw FROM switch.hydro_historical_monthly_capacity_factors WHERE generation_plant_id = 1157631073 AND hydro_simple_scenario_id = 1;
INSERT INTO switch.hydro_historical_monthly_capacity_factors (hydro_simple_scenario_id, generation_plant_id, year, month, hydro_min_flow_mw, hydro_avg_flow_mw) SELECT 21 as hydro_simple_scenario_id, 157896 as generation_plant_id, 2012 as year, month, hydro_min_flow_mw, hydro_avg_flow_mw FROM switch.hydro_historical_monthly_capacity_factors WHERE generation_plant_id = 5000880 AND hydro_simple_scenario_id = 1;
INSERT INTO switch.hydro_historical_monthly_capacity_factors (hydro_simple_scenario_id, generation_plant_id, year, month, hydro_min_flow_mw, hydro_avg_flow_mw) SELECT 21 as hydro_simple_scenario_id, 157897 as generation_plant_id, 2012 as year, month, hydro_min_flow_mw, hydro_avg_flow_mw FROM switch.hydro_historical_monthly_capacity_factors WHERE generation_plant_id = 5000881 AND hydro_simple_scenario_id = 1;
INSERT INTO switch.hydro_historical_monthly_capacity_factors (hydro_simple_scenario_id, generation_plant_id, year, month, hydro_min_flow_mw, hydro_avg_flow_mw) SELECT 21 as hydro_simple_scenario_id, 157983 as generation_plant_id, 2012 as year, month, hydro_min_flow_mw, hydro_avg_flow_mw FROM switch.hydro_historical_monthly_capacity_factors WHERE generation_plant_id = 1157631056 AND hydro_simple_scenario_id = 1;
INSERT INTO switch.hydro_historical_monthly_capacity_factors (hydro_simple_scenario_id, generation_plant_id, year, month, hydro_min_flow_mw, hydro_avg_flow_mw) SELECT 21 as hydro_simple_scenario_id, 157990 as generation_plant_id, 2012 as year, month, hydro_min_flow_mw, hydro_avg_flow_mw FROM switch.hydro_historical_monthly_capacity_factors WHERE generation_plant_id = 1157631063 AND hydro_simple_scenario_id = 1;
INSERT INTO switch.hydro_historical_monthly_capacity_factors (hydro_simple_scenario_id, generation_plant_id, year, month, hydro_min_flow_mw, hydro_avg_flow_mw) SELECT 21 as hydro_simple_scenario_id, 157898 as generation_plant_id, 2012 as year, month, hydro_min_flow_mw, hydro_avg_flow_mw FROM switch.hydro_historical_monthly_capacity_factors WHERE generation_plant_id = 5000882 AND hydro_simple_scenario_id = 1;
INSERT INTO switch.hydro_historical_monthly_capacity_factors (hydro_simple_scenario_id, generation_plant_id, year, month, hydro_min_flow_mw, hydro_avg_flow_mw) SELECT 21 as hydro_simple_scenario_id, 157899 as generation_plant_id, 2012 as year, month, hydro_min_flow_mw, hydro_avg_flow_mw FROM switch.hydro_historical_monthly_capacity_factors WHERE generation_plant_id = 5000883 AND hydro_simple_scenario_id = 1;
INSERT INTO switch.hydro_historical_monthly_capacity_factors (hydro_simple_scenario_id, generation_plant_id, year, month, hydro_min_flow_mw, hydro_avg_flow_mw) SELECT 21 as hydro_simple_scenario_id, 157900 as generation_plant_id, 2012 as year, month, hydro_min_flow_mw, hydro_avg_flow_mw FROM switch.hydro_historical_monthly_capacity_factors WHERE generation_plant_id = 5000884 AND hydro_simple_scenario_id = 1;
INSERT INTO switch.hydro_historical_monthly_capacity_factors (hydro_simple_scenario_id, generation_plant_id, year, month, hydro_min_flow_mw, hydro_avg_flow_mw) SELECT 21 as hydro_simple_scenario_id, 157943 as generation_plant_id, 2012 as year, month, hydro_min_flow_mw, hydro_avg_flow_mw FROM switch.hydro_historical_monthly_capacity_factors WHERE generation_plant_id = 1157631016 AND hydro_simple_scenario_id = 1;
INSERT INTO switch.hydro_historical_monthly_capacity_factors (hydro_simple_scenario_id, generation_plant_id, year, month, hydro_min_flow_mw, hydro_avg_flow_mw) SELECT 21 as hydro_simple_scenario_id, 157947 as generation_plant_id, 2012 as year, month, hydro_min_flow_mw, hydro_avg_flow_mw FROM switch.hydro_historical_monthly_capacity_factors WHERE generation_plant_id = 1157631020 AND hydro_simple_scenario_id = 1;
INSERT INTO switch.hydro_historical_monthly_capacity_factors (hydro_simple_scenario_id, generation_plant_id, year, month, hydro_min_flow_mw, hydro_avg_flow_mw) SELECT 21 as hydro_simple_scenario_id, 157988 as generation_plant_id, 2012 as year, month, hydro_min_flow_mw, hydro_avg_flow_mw FROM switch.hydro_historical_monthly_capacity_factors WHERE generation_plant_id = 1157631061 AND hydro_simple_scenario_id = 1;
INSERT INTO switch.hydro_historical_monthly_capacity_factors (hydro_simple_scenario_id, generation_plant_id, year, month, hydro_min_flow_mw, hydro_avg_flow_mw) SELECT 21 as hydro_simple_scenario_id, 157901 as generation_plant_id, 2012 as year, month, hydro_min_flow_mw, hydro_avg_flow_mw FROM switch.hydro_historical_monthly_capacity_factors WHERE generation_plant_id = 5000885 AND hydro_simple_scenario_id = 1;
INSERT INTO switch.hydro_historical_monthly_capacity_factors (hydro_simple_scenario_id, generation_plant_id, year, month, hydro_min_flow_mw, hydro_avg_flow_mw) SELECT 21 as hydro_simple_scenario_id, 157838 as generation_plant_id, 2012 as year, month, hydro_min_flow_mw, hydro_avg_flow_mw FROM switch.hydro_historical_monthly_capacity_factors WHERE generation_plant_id = 5000822 AND hydro_simple_scenario_id = 1;
INSERT INTO switch.hydro_historical_monthly_capacity_factors (hydro_simple_scenario_id, generation_plant_id, year, month, hydro_min_flow_mw, hydro_avg_flow_mw) SELECT 21 as hydro_simple_scenario_id, 157987 as generation_plant_id, 2012 as year, month, hydro_min_flow_mw, hydro_avg_flow_mw FROM switch.hydro_historical_monthly_capacity_factors WHERE generation_plant_id = 1157631060 AND hydro_simple_scenario_id = 1;
INSERT INTO switch.hydro_historical_monthly_capacity_factors (hydro_simple_scenario_id, generation_plant_id, year, month, hydro_min_flow_mw, hydro_avg_flow_mw) SELECT 21 as hydro_simple_scenario_id, 157985 as generation_plant_id, 2012 as year, month, hydro_min_flow_mw, hydro_avg_flow_mw FROM switch.hydro_historical_monthly_capacity_factors WHERE generation_plant_id = 1157631058 AND hydro_simple_scenario_id = 1;
INSERT INTO switch.hydro_historical_monthly_capacity_factors (hydro_simple_scenario_id, generation_plant_id, year, month, hydro_min_flow_mw, hydro_avg_flow_mw) SELECT 21 as hydro_simple_scenario_id, 158052 as generation_plant_id, 2012 as year, month, hydro_min_flow_mw, hydro_avg_flow_mw FROM switch.hydro_historical_monthly_capacity_factors WHERE generation_plant_id = 1157631125 AND hydro_simple_scenario_id = 1;
INSERT INTO switch.hydro_historical_monthly_capacity_factors (hydro_simple_scenario_id, generation_plant_id, year, month, hydro_min_flow_mw, hydro_avg_flow_mw) SELECT 21 as hydro_simple_scenario_id, 158053 as generation_plant_id, 2012 as year, month, hydro_min_flow_mw, hydro_avg_flow_mw FROM switch.hydro_historical_monthly_capacity_factors WHERE generation_plant_id = 1157631126 AND hydro_simple_scenario_id = 1;
INSERT INTO switch.hydro_historical_monthly_capacity_factors (hydro_simple_scenario_id, generation_plant_id, year, month, hydro_min_flow_mw, hydro_avg_flow_mw) SELECT 21 as hydro_simple_scenario_id, 158005 as generation_plant_id, 2012 as year, month, hydro_min_flow_mw, hydro_avg_flow_mw FROM switch.hydro_historical_monthly_capacity_factors WHERE generation_plant_id = 1157631078 AND hydro_simple_scenario_id = 1;
INSERT INTO switch.hydro_historical_monthly_capacity_factors (hydro_simple_scenario_id, generation_plant_id, year, month, hydro_min_flow_mw, hydro_avg_flow_mw) SELECT 21 as hydro_simple_scenario_id, 158003 as generation_plant_id, 2012 as year, month, hydro_min_flow_mw, hydro_avg_flow_mw FROM switch.hydro_historical_monthly_capacity_factors WHERE generation_plant_id = 1157631076 AND hydro_simple_scenario_id = 1;
INSERT INTO switch.hydro_historical_monthly_capacity_factors (hydro_simple_scenario_id, generation_plant_id, year, month, hydro_min_flow_mw, hydro_avg_flow_mw) SELECT 21 as hydro_simple_scenario_id, 157984 as generation_plant_id, 2012 as year, month, hydro_min_flow_mw, hydro_avg_flow_mw FROM switch.hydro_historical_monthly_capacity_factors WHERE generation_plant_id = 1157631057 AND hydro_simple_scenario_id = 1;
INSERT INTO switch.hydro_historical_monthly_capacity_factors (hydro_simple_scenario_id, generation_plant_id, year, month, hydro_min_flow_mw, hydro_avg_flow_mw) SELECT 21 as hydro_simple_scenario_id, 157902 as generation_plant_id, 2012 as year, month, hydro_min_flow_mw, hydro_avg_flow_mw FROM switch.hydro_historical_monthly_capacity_factors WHERE generation_plant_id = 5000886 AND hydro_simple_scenario_id = 1;
INSERT INTO switch.hydro_historical_monthly_capacity_factors (hydro_simple_scenario_id, generation_plant_id, year, month, hydro_min_flow_mw, hydro_avg_flow_mw) SELECT 21 as hydro_simple_scenario_id, 157903 as generation_plant_id, 2012 as year, month, hydro_min_flow_mw, hydro_avg_flow_mw FROM switch.hydro_historical_monthly_capacity_factors WHERE generation_plant_id = 5000887 AND hydro_simple_scenario_id = 1;
INSERT INTO switch.hydro_historical_monthly_capacity_factors (hydro_simple_scenario_id, generation_plant_id, year, month, hydro_min_flow_mw, hydro_avg_flow_mw) SELECT 21 as hydro_simple_scenario_id, 157955 as generation_plant_id, 2012 as year, month, hydro_min_flow_mw, hydro_avg_flow_mw FROM switch.hydro_historical_monthly_capacity_factors WHERE generation_plant_id = 1157631028 AND hydro_simple_scenario_id = 1;
INSERT INTO switch.hydro_historical_monthly_capacity_factors (hydro_simple_scenario_id, generation_plant_id, year, month, hydro_min_flow_mw, hydro_avg_flow_mw) SELECT 21 as hydro_simple_scenario_id, 157839 as generation_plant_id, 2012 as year, month, hydro_min_flow_mw, hydro_avg_flow_mw FROM switch.hydro_historical_monthly_capacity_factors WHERE generation_plant_id = 5000823 AND hydro_simple_scenario_id = 1;
INSERT INTO switch.hydro_historical_monthly_capacity_factors (hydro_simple_scenario_id, generation_plant_id, year, month, hydro_min_flow_mw, hydro_avg_flow_mw) SELECT 21 as hydro_simple_scenario_id, 157904 as generation_plant_id, 2012 as year, month, hydro_min_flow_mw, hydro_avg_flow_mw FROM switch.hydro_historical_monthly_capacity_factors WHERE generation_plant_id = 5000888 AND hydro_simple_scenario_id = 1;
INSERT INTO switch.hydro_historical_monthly_capacity_factors (hydro_simple_scenario_id, generation_plant_id, year, month, hydro_min_flow_mw, hydro_avg_flow_mw) SELECT 21 as hydro_simple_scenario_id, 158023 as generation_plant_id, 2012 as year, month, hydro_min_flow_mw, hydro_avg_flow_mw FROM switch.hydro_historical_monthly_capacity_factors WHERE generation_plant_id = 1157631096 AND hydro_simple_scenario_id = 1;
INSERT INTO switch.hydro_historical_monthly_capacity_factors (hydro_simple_scenario_id, generation_plant_id, year, month, hydro_min_flow_mw, hydro_avg_flow_mw) SELECT 21 as hydro_simple_scenario_id, 157989 as generation_plant_id, 2012 as year, month, hydro_min_flow_mw, hydro_avg_flow_mw FROM switch.hydro_historical_monthly_capacity_factors WHERE generation_plant_id = 1157631062 AND hydro_simple_scenario_id = 1;
INSERT INTO switch.hydro_historical_monthly_capacity_factors (hydro_simple_scenario_id, generation_plant_id, year, month, hydro_min_flow_mw, hydro_avg_flow_mw) SELECT 21 as hydro_simple_scenario_id, 157905 as generation_plant_id, 2012 as year, month, hydro_min_flow_mw, hydro_avg_flow_mw FROM switch.hydro_historical_monthly_capacity_factors WHERE generation_plant_id = 5000889 AND hydro_simple_scenario_id = 1;
INSERT INTO switch.hydro_historical_monthly_capacity_factors (hydro_simple_scenario_id, generation_plant_id, year, month, hydro_min_flow_mw, hydro_avg_flow_mw) SELECT 21 as hydro_simple_scenario_id, 157906 as generation_plant_id, 2012 as year, month, hydro_min_flow_mw, hydro_avg_flow_mw FROM switch.hydro_historical_monthly_capacity_factors WHERE generation_plant_id = 5000890 AND hydro_simple_scenario_id = 1;
INSERT INTO switch.hydro_historical_monthly_capacity_factors (hydro_simple_scenario_id, generation_plant_id, year, month, hydro_min_flow_mw, hydro_avg_flow_mw) SELECT 21 as hydro_simple_scenario_id, 157907 as generation_plant_id, 2012 as year, month, hydro_min_flow_mw, hydro_avg_flow_mw FROM switch.hydro_historical_monthly_capacity_factors WHERE generation_plant_id = 5000891 AND hydro_simple_scenario_id = 1;
INSERT INTO switch.hydro_historical_monthly_capacity_factors (hydro_simple_scenario_id, generation_plant_id, year, month, hydro_min_flow_mw, hydro_avg_flow_mw) SELECT 21 as hydro_simple_scenario_id, 157908 as generation_plant_id, 2012 as year, month, hydro_min_flow_mw, hydro_avg_flow_mw FROM switch.hydro_historical_monthly_capacity_factors WHERE generation_plant_id = 5000892 AND hydro_simple_scenario_id = 1;
INSERT INTO switch.hydro_historical_monthly_capacity_factors (hydro_simple_scenario_id, generation_plant_id, year, month, hydro_min_flow_mw, hydro_avg_flow_mw) SELECT 21 as hydro_simple_scenario_id, 158011 as generation_plant_id, 2012 as year, month, hydro_min_flow_mw, hydro_avg_flow_mw FROM switch.hydro_historical_monthly_capacity_factors WHERE generation_plant_id = 1157631084 AND hydro_simple_scenario_id = 1;
INSERT INTO switch.hydro_historical_monthly_capacity_factors (hydro_simple_scenario_id, generation_plant_id, year, month, hydro_min_flow_mw, hydro_avg_flow_mw) SELECT 21 as hydro_simple_scenario_id, 158013 as generation_plant_id, 2012 as year, month, hydro_min_flow_mw, hydro_avg_flow_mw FROM switch.hydro_historical_monthly_capacity_factors WHERE generation_plant_id = 1157631086 AND hydro_simple_scenario_id = 1;
INSERT INTO switch.hydro_historical_monthly_capacity_factors (hydro_simple_scenario_id, generation_plant_id, year, month, hydro_min_flow_mw, hydro_avg_flow_mw) SELECT 21 as hydro_simple_scenario_id, 157840 as generation_plant_id, 2012 as year, month, hydro_min_flow_mw, hydro_avg_flow_mw FROM switch.hydro_historical_monthly_capacity_factors WHERE generation_plant_id = 5000824 AND hydro_simple_scenario_id = 1;
INSERT INTO switch.hydro_historical_monthly_capacity_factors (hydro_simple_scenario_id, generation_plant_id, year, month, hydro_min_flow_mw, hydro_avg_flow_mw) SELECT 21 as hydro_simple_scenario_id, 158012 as generation_plant_id, 2012 as year, month, hydro_min_flow_mw, hydro_avg_flow_mw FROM switch.hydro_historical_monthly_capacity_factors WHERE generation_plant_id = 1157631085 AND hydro_simple_scenario_id = 1;
INSERT INTO switch.hydro_historical_monthly_capacity_factors (hydro_simple_scenario_id, generation_plant_id, year, month, hydro_min_flow_mw, hydro_avg_flow_mw) SELECT 21 as hydro_simple_scenario_id, 157909 as generation_plant_id, 2012 as year, month, hydro_min_flow_mw, hydro_avg_flow_mw FROM switch.hydro_historical_monthly_capacity_factors WHERE generation_plant_id = 5000893 AND hydro_simple_scenario_id = 1;
INSERT INTO switch.hydro_historical_monthly_capacity_factors (hydro_simple_scenario_id, generation_plant_id, year, month, hydro_min_flow_mw, hydro_avg_flow_mw) SELECT 21 as hydro_simple_scenario_id, 158002 as generation_plant_id, 2012 as year, month, hydro_min_flow_mw, hydro_avg_flow_mw FROM switch.hydro_historical_monthly_capacity_factors WHERE generation_plant_id = 1157631075 AND hydro_simple_scenario_id = 1;
INSERT INTO switch.hydro_historical_monthly_capacity_factors (hydro_simple_scenario_id, generation_plant_id, year, month, hydro_min_flow_mw, hydro_avg_flow_mw) SELECT 21 as hydro_simple_scenario_id, 157841 as generation_plant_id, 2012 as year, month, hydro_min_flow_mw, hydro_avg_flow_mw FROM switch.hydro_historical_monthly_capacity_factors WHERE generation_plant_id = 5000825 AND hydro_simple_scenario_id = 1;
INSERT INTO switch.hydro_historical_monthly_capacity_factors (hydro_simple_scenario_id, generation_plant_id, year, month, hydro_min_flow_mw, hydro_avg_flow_mw) SELECT 21 as hydro_simple_scenario_id, 157997 as generation_plant_id, 2012 as year, month, hydro_min_flow_mw, hydro_avg_flow_mw FROM switch.hydro_historical_monthly_capacity_factors WHERE generation_plant_id = 1157631070 AND hydro_simple_scenario_id = 1;
INSERT INTO switch.hydro_historical_monthly_capacity_factors (hydro_simple_scenario_id, generation_plant_id, year, month, hydro_min_flow_mw, hydro_avg_flow_mw) SELECT 21 as hydro_simple_scenario_id, 158004 as generation_plant_id, 2012 as year, month, hydro_min_flow_mw, hydro_avg_flow_mw FROM switch.hydro_historical_monthly_capacity_factors WHERE generation_plant_id = 1157631077 AND hydro_simple_scenario_id = 1;
INSERT INTO switch.hydro_historical_monthly_capacity_factors (hydro_simple_scenario_id, generation_plant_id, year, month, hydro_min_flow_mw, hydro_avg_flow_mw) SELECT 21 as hydro_simple_scenario_id, 157910 as generation_plant_id, 2012 as year, month, hydro_min_flow_mw, hydro_avg_flow_mw FROM switch.hydro_historical_monthly_capacity_factors WHERE generation_plant_id = 5000894 AND hydro_simple_scenario_id = 1;
INSERT INTO switch.hydro_historical_monthly_capacity_factors (hydro_simple_scenario_id, generation_plant_id, year, month, hydro_min_flow_mw, hydro_avg_flow_mw) SELECT 21 as hydro_simple_scenario_id, 157911 as generation_plant_id, 2012 as year, month, hydro_min_flow_mw, hydro_avg_flow_mw FROM switch.hydro_historical_monthly_capacity_factors WHERE generation_plant_id = 5000895 AND hydro_simple_scenario_id = 1;
INSERT INTO switch.hydro_historical_monthly_capacity_factors (hydro_simple_scenario_id, generation_plant_id, year, month, hydro_min_flow_mw, hydro_avg_flow_mw) SELECT 21 as hydro_simple_scenario_id, 157922 as generation_plant_id, 2012 as year, month, hydro_min_flow_mw, hydro_avg_flow_mw FROM switch.hydro_historical_monthly_capacity_factors WHERE generation_plant_id = 5000906 AND hydro_simple_scenario_id = 1;
INSERT INTO switch.hydro_historical_monthly_capacity_factors (hydro_simple_scenario_id, generation_plant_id, year, month, hydro_min_flow_mw, hydro_avg_flow_mw) SELECT 21 as hydro_simple_scenario_id, 157982 as generation_plant_id, 2012 as year, month, hydro_min_flow_mw, hydro_avg_flow_mw FROM switch.hydro_historical_monthly_capacity_factors WHERE generation_plant_id = 1157631055 AND hydro_simple_scenario_id = 1;
INSERT INTO switch.hydro_historical_monthly_capacity_factors (hydro_simple_scenario_id, generation_plant_id, year, month, hydro_min_flow_mw, hydro_avg_flow_mw) SELECT 21 as hydro_simple_scenario_id, 157981 as generation_plant_id, 2012 as year, month, hydro_min_flow_mw, hydro_avg_flow_mw FROM switch.hydro_historical_monthly_capacity_factors WHERE generation_plant_id = 1157631054 AND hydro_simple_scenario_id = 1;
INSERT INTO switch.hydro_historical_monthly_capacity_factors (hydro_simple_scenario_id, generation_plant_id, year, month, hydro_min_flow_mw, hydro_avg_flow_mw) SELECT 21 as hydro_simple_scenario_id, 157980 as generation_plant_id, 2012 as year, month, hydro_min_flow_mw, hydro_avg_flow_mw FROM switch.hydro_historical_monthly_capacity_factors WHERE generation_plant_id = 1157631053 AND hydro_simple_scenario_id = 1;
INSERT INTO switch.hydro_historical_monthly_capacity_factors (hydro_simple_scenario_id, generation_plant_id, year, month, hydro_min_flow_mw, hydro_avg_flow_mw) SELECT 21 as hydro_simple_scenario_id, 157942 as generation_plant_id, 2012 as year, month, hydro_min_flow_mw, hydro_avg_flow_mw FROM switch.hydro_historical_monthly_capacity_factors WHERE generation_plant_id = 1157631015 AND hydro_simple_scenario_id = 1;
INSERT INTO switch.hydro_historical_monthly_capacity_factors (hydro_simple_scenario_id, generation_plant_id, year, month, hydro_min_flow_mw, hydro_avg_flow_mw) SELECT 21 as hydro_simple_scenario_id, 157912 as generation_plant_id, 2012 as year, month, hydro_min_flow_mw, hydro_avg_flow_mw FROM switch.hydro_historical_monthly_capacity_factors WHERE generation_plant_id = 5000896 AND hydro_simple_scenario_id = 1;
INSERT INTO switch.hydro_historical_monthly_capacity_factors (hydro_simple_scenario_id, generation_plant_id, year, month, hydro_min_flow_mw, hydro_avg_flow_mw) SELECT 21 as hydro_simple_scenario_id, 157913 as generation_plant_id, 2012 as year, month, hydro_min_flow_mw, hydro_avg_flow_mw FROM switch.hydro_historical_monthly_capacity_factors WHERE generation_plant_id = 5000897 AND hydro_simple_scenario_id = 1;
INSERT INTO switch.hydro_historical_monthly_capacity_factors (hydro_simple_scenario_id, generation_plant_id, year, month, hydro_min_flow_mw, hydro_avg_flow_mw) SELECT 21 as hydro_simple_scenario_id, 157914 as generation_plant_id, 2012 as year, month, hydro_min_flow_mw, hydro_avg_flow_mw FROM switch.hydro_historical_monthly_capacity_factors WHERE generation_plant_id = 5000898 AND hydro_simple_scenario_id = 1;
INSERT INTO switch.hydro_historical_monthly_capacity_factors (hydro_simple_scenario_id, generation_plant_id, year, month, hydro_min_flow_mw, hydro_avg_flow_mw) SELECT 21 as hydro_simple_scenario_id, 157915 as generation_plant_id, 2012 as year, month, hydro_min_flow_mw, hydro_avg_flow_mw FROM switch.hydro_historical_monthly_capacity_factors WHERE generation_plant_id = 5000899 AND hydro_simple_scenario_id = 1;
INSERT INTO switch.hydro_historical_monthly_capacity_factors (hydro_simple_scenario_id, generation_plant_id, year, month, hydro_min_flow_mw, hydro_avg_flow_mw) SELECT 21 as hydro_simple_scenario_id, 157916 as generation_plant_id, 2012 as year, month, hydro_min_flow_mw, hydro_avg_flow_mw FROM switch.hydro_historical_monthly_capacity_factors WHERE generation_plant_id = 5000900 AND hydro_simple_scenario_id = 1;
INSERT INTO switch.hydro_historical_monthly_capacity_factors (hydro_simple_scenario_id, generation_plant_id, year, month, hydro_min_flow_mw, hydro_avg_flow_mw) SELECT 21 as hydro_simple_scenario_id, 157974 as generation_plant_id, 2012 as year, month, hydro_min_flow_mw, hydro_avg_flow_mw FROM switch.hydro_historical_monthly_capacity_factors WHERE generation_plant_id = 1157631047 AND hydro_simple_scenario_id = 1;
INSERT INTO switch.hydro_historical_monthly_capacity_factors (hydro_simple_scenario_id, generation_plant_id, year, month, hydro_min_flow_mw, hydro_avg_flow_mw) SELECT 21 as hydro_simple_scenario_id, 157976 as generation_plant_id, 2012 as year, month, hydro_min_flow_mw, hydro_avg_flow_mw FROM switch.hydro_historical_monthly_capacity_factors WHERE generation_plant_id = 1157631049 AND hydro_simple_scenario_id = 1;
INSERT INTO switch.hydro_historical_monthly_capacity_factors (hydro_simple_scenario_id, generation_plant_id, year, month, hydro_min_flow_mw, hydro_avg_flow_mw) SELECT 21 as hydro_simple_scenario_id, 157917 as generation_plant_id, 2012 as year, month, hydro_min_flow_mw, hydro_avg_flow_mw FROM switch.hydro_historical_monthly_capacity_factors WHERE generation_plant_id = 5000901 AND hydro_simple_scenario_id = 1;
INSERT INTO switch.hydro_historical_monthly_capacity_factors (hydro_simple_scenario_id, generation_plant_id, year, month, hydro_min_flow_mw, hydro_avg_flow_mw) SELECT 21 as hydro_simple_scenario_id, 157918 as generation_plant_id, 2012 as year, month, hydro_min_flow_mw, hydro_avg_flow_mw FROM switch.hydro_historical_monthly_capacity_factors WHERE generation_plant_id = 5000902 AND hydro_simple_scenario_id = 1;
INSERT INTO switch.hydro_historical_monthly_capacity_factors (hydro_simple_scenario_id, generation_plant_id, year, month, hydro_min_flow_mw, hydro_avg_flow_mw) SELECT 21 as hydro_simple_scenario_id, 157919 as generation_plant_id, 2012 as year, month, hydro_min_flow_mw, hydro_avg_flow_mw FROM switch.hydro_historical_monthly_capacity_factors WHERE generation_plant_id = 5000903 AND hydro_simple_scenario_id = 1;
INSERT INTO switch.hydro_historical_monthly_capacity_factors (hydro_simple_scenario_id, generation_plant_id, year, month, hydro_min_flow_mw, hydro_avg_flow_mw) SELECT 21 as hydro_simple_scenario_id, 157920 as generation_plant_id, 2012 as year, month, hydro_min_flow_mw, hydro_avg_flow_mw FROM switch.hydro_historical_monthly_capacity_factors WHERE generation_plant_id = 5000904 AND hydro_simple_scenario_id = 1;
INSERT INTO switch.hydro_historical_monthly_capacity_factors (hydro_simple_scenario_id, generation_plant_id, year, month, hydro_min_flow_mw, hydro_avg_flow_mw) SELECT 21 as hydro_simple_scenario_id, 157921 as generation_plant_id, 2012 as year, month, hydro_min_flow_mw, hydro_avg_flow_mw FROM switch.hydro_historical_monthly_capacity_factors WHERE generation_plant_id = 5000905 AND hydro_simple_scenario_id = 1;
INSERT INTO switch.hydro_historical_monthly_capacity_factors (hydro_simple_scenario_id, generation_plant_id, year, month, hydro_min_flow_mw, hydro_avg_flow_mw) SELECT 21 as hydro_simple_scenario_id, 157842 as generation_plant_id, 2012 as year, month, hydro_min_flow_mw, hydro_avg_flow_mw FROM switch.hydro_historical_monthly_capacity_factors WHERE generation_plant_id = 5000826 AND hydro_simple_scenario_id = 1;
INSERT INTO switch.hydro_historical_monthly_capacity_factors (hydro_simple_scenario_id, generation_plant_id, year, month, hydro_min_flow_mw, hydro_avg_flow_mw) SELECT 21 as hydro_simple_scenario_id, 157924 as generation_plant_id, 2012 as year, month, hydro_min_flow_mw, hydro_avg_flow_mw FROM switch.hydro_historical_monthly_capacity_factors WHERE generation_plant_id = 5000908 AND hydro_simple_scenario_id = 1;
INSERT INTO switch.hydro_historical_monthly_capacity_factors (hydro_simple_scenario_id, generation_plant_id, year, month, hydro_min_flow_mw, hydro_avg_flow_mw) SELECT 21 as hydro_simple_scenario_id, 157923 as generation_plant_id, 2012 as year, month, hydro_min_flow_mw, hydro_avg_flow_mw FROM switch.hydro_historical_monthly_capacity_factors WHERE generation_plant_id = 5000907 AND hydro_simple_scenario_id = 1;
INSERT INTO switch.hydro_historical_monthly_capacity_factors (hydro_simple_scenario_id, generation_plant_id, year, month, hydro_min_flow_mw, hydro_avg_flow_mw) SELECT 21 as hydro_simple_scenario_id, 157925 as generation_plant_id, 2012 as year, month, hydro_min_flow_mw, hydro_avg_flow_mw FROM switch.hydro_historical_monthly_capacity_factors WHERE generation_plant_id = 5000909 AND hydro_simple_scenario_id = 1;
INSERT INTO switch.hydro_historical_monthly_capacity_factors (hydro_simple_scenario_id, generation_plant_id, year, month, hydro_min_flow_mw, hydro_avg_flow_mw) SELECT 21 as hydro_simple_scenario_id, 157926 as generation_plant_id, 2012 as year, month, hydro_min_flow_mw, hydro_avg_flow_mw FROM switch.hydro_historical_monthly_capacity_factors WHERE generation_plant_id = 5000910 AND hydro_simple_scenario_id = 1;
INSERT INTO switch.hydro_historical_monthly_capacity_factors (hydro_simple_scenario_id, generation_plant_id, year, month, hydro_min_flow_mw, hydro_avg_flow_mw) SELECT 21 as hydro_simple_scenario_id, 158017 as generation_plant_id, 2012 as year, month, hydro_min_flow_mw, hydro_avg_flow_mw FROM switch.hydro_historical_monthly_capacity_factors WHERE generation_plant_id = 1157631090 AND hydro_simple_scenario_id = 1;
INSERT INTO switch.hydro_historical_monthly_capacity_factors (hydro_simple_scenario_id, generation_plant_id, year, month, hydro_min_flow_mw, hydro_avg_flow_mw) SELECT 21 as hydro_simple_scenario_id, 158016 as generation_plant_id, 2012 as year, month, hydro_min_flow_mw, hydro_avg_flow_mw FROM switch.hydro_historical_monthly_capacity_factors WHERE generation_plant_id = 1157631089 AND hydro_simple_scenario_id = 1;
INSERT INTO switch.hydro_historical_monthly_capacity_factors (hydro_simple_scenario_id, generation_plant_id, year, month, hydro_min_flow_mw, hydro_avg_flow_mw) SELECT 21 as hydro_simple_scenario_id, 158015 as generation_plant_id, 2012 as year, month, hydro_min_flow_mw, hydro_avg_flow_mw FROM switch.hydro_historical_monthly_capacity_factors WHERE generation_plant_id = 1157631088 AND hydro_simple_scenario_id = 1;
INSERT INTO switch.hydro_historical_monthly_capacity_factors (hydro_simple_scenario_id, generation_plant_id, year, month, hydro_min_flow_mw, hydro_avg_flow_mw) SELECT 21 as hydro_simple_scenario_id, 157975 as generation_plant_id, 2012 as year, month, hydro_min_flow_mw, hydro_avg_flow_mw FROM switch.hydro_historical_monthly_capacity_factors WHERE generation_plant_id = 1157631048 AND hydro_simple_scenario_id = 1;
INSERT INTO switch.hydro_historical_monthly_capacity_factors (hydro_simple_scenario_id, generation_plant_id, year, month, hydro_min_flow_mw, hydro_avg_flow_mw) SELECT 21 as hydro_simple_scenario_id, 157977 as generation_plant_id, 2012 as year, month, hydro_min_flow_mw, hydro_avg_flow_mw FROM switch.hydro_historical_monthly_capacity_factors WHERE generation_plant_id = 1157631050 AND hydro_simple_scenario_id = 1;
INSERT INTO switch.hydro_historical_monthly_capacity_factors (hydro_simple_scenario_id, generation_plant_id, year, month, hydro_min_flow_mw, hydro_avg_flow_mw) SELECT 21 as hydro_simple_scenario_id, 157963 as generation_plant_id, 2012 as year, month, hydro_min_flow_mw, hydro_avg_flow_mw FROM switch.hydro_historical_monthly_capacity_factors WHERE generation_plant_id = 1157631036 AND hydro_simple_scenario_id = 1;
INSERT INTO switch.hydro_historical_monthly_capacity_factors (hydro_simple_scenario_id, generation_plant_id, year, month, hydro_min_flow_mw, hydro_avg_flow_mw) SELECT 21 as hydro_simple_scenario_id, 157964 as generation_plant_id, 2012 as year, month, hydro_min_flow_mw, hydro_avg_flow_mw FROM switch.hydro_historical_monthly_capacity_factors WHERE generation_plant_id = 1157631037 AND hydro_simple_scenario_id = 1;
INSERT INTO switch.hydro_historical_monthly_capacity_factors (hydro_simple_scenario_id, generation_plant_id, year, month, hydro_min_flow_mw, hydro_avg_flow_mw) SELECT 21 as hydro_simple_scenario_id, 157965 as generation_plant_id, 2012 as year, month, hydro_min_flow_mw, hydro_avg_flow_mw FROM switch.hydro_historical_monthly_capacity_factors WHERE generation_plant_id = 1157631038 AND hydro_simple_scenario_id = 1;
INSERT INTO switch.hydro_historical_monthly_capacity_factors (hydro_simple_scenario_id, generation_plant_id, year, month, hydro_min_flow_mw, hydro_avg_flow_mw) SELECT 21 as hydro_simple_scenario_id, 157966 as generation_plant_id, 2012 as year, month, hydro_min_flow_mw, hydro_avg_flow_mw FROM switch.hydro_historical_monthly_capacity_factors WHERE generation_plant_id = 1157631039 AND hydro_simple_scenario_id = 1;
INSERT INTO switch.hydro_historical_monthly_capacity_factors (hydro_simple_scenario_id, generation_plant_id, year, month, hydro_min_flow_mw, hydro_avg_flow_mw) SELECT 21 as hydro_simple_scenario_id, 158043 as generation_plant_id, 2012 as year, month, hydro_min_flow_mw, hydro_avg_flow_mw FROM switch.hydro_historical_monthly_capacity_factors WHERE generation_plant_id = 1157631116 AND hydro_simple_scenario_id = 1;
INSERT INTO switch.hydro_historical_monthly_capacity_factors (hydro_simple_scenario_id, generation_plant_id, year, month, hydro_min_flow_mw, hydro_avg_flow_mw) SELECT 21 as hydro_simple_scenario_id, 158040 as generation_plant_id, 2012 as year, month, hydro_min_flow_mw, hydro_avg_flow_mw FROM switch.hydro_historical_monthly_capacity_factors WHERE generation_plant_id = 1157631113 AND hydro_simple_scenario_id = 1;
INSERT INTO switch.hydro_historical_monthly_capacity_factors (hydro_simple_scenario_id, generation_plant_id, year, month, hydro_min_flow_mw, hydro_avg_flow_mw) SELECT 21 as hydro_simple_scenario_id, 157843 as generation_plant_id, 2012 as year, month, hydro_min_flow_mw, hydro_avg_flow_mw FROM switch.hydro_historical_monthly_capacity_factors WHERE generation_plant_id = 5000827 AND hydro_simple_scenario_id = 1;
INSERT INTO switch.hydro_historical_monthly_capacity_factors (hydro_simple_scenario_id, generation_plant_id, year, month, hydro_min_flow_mw, hydro_avg_flow_mw) SELECT 21 as hydro_simple_scenario_id, 157927 as generation_plant_id, 2012 as year, month, hydro_min_flow_mw, hydro_avg_flow_mw FROM switch.hydro_historical_monthly_capacity_factors WHERE generation_plant_id = 5000911 AND hydro_simple_scenario_id = 1;
INSERT INTO switch.hydro_historical_monthly_capacity_factors (hydro_simple_scenario_id, generation_plant_id, year, month, hydro_min_flow_mw, hydro_avg_flow_mw) SELECT 21 as hydro_simple_scenario_id, 157928 as generation_plant_id, 2012 as year, month, hydro_min_flow_mw, hydro_avg_flow_mw FROM switch.hydro_historical_monthly_capacity_factors WHERE generation_plant_id = 5000912 AND hydro_simple_scenario_id = 1;
INSERT INTO switch.hydro_historical_monthly_capacity_factors (hydro_simple_scenario_id, generation_plant_id, year, month, hydro_min_flow_mw, hydro_avg_flow_mw) SELECT 21 as hydro_simple_scenario_id, 157844 as generation_plant_id, 2012 as year, month, hydro_min_flow_mw, hydro_avg_flow_mw FROM switch.hydro_historical_monthly_capacity_factors WHERE generation_plant_id = 5000828 AND hydro_simple_scenario_id = 1;
INSERT INTO switch.hydro_historical_monthly_capacity_factors (hydro_simple_scenario_id, generation_plant_id, year, month, hydro_min_flow_mw, hydro_avg_flow_mw) SELECT 21 as hydro_simple_scenario_id, 157929 as generation_plant_id, 2012 as year, month, hydro_min_flow_mw, hydro_avg_flow_mw FROM switch.hydro_historical_monthly_capacity_factors WHERE generation_plant_id = 5000913 AND hydro_simple_scenario_id = 1;
INSERT INTO switch.hydro_historical_monthly_capacity_factors (hydro_simple_scenario_id, generation_plant_id, year, month, hydro_min_flow_mw, hydro_avg_flow_mw) SELECT 21 as hydro_simple_scenario_id, 157930 as generation_plant_id, 2012 as year, month, hydro_min_flow_mw, hydro_avg_flow_mw FROM switch.hydro_historical_monthly_capacity_factors WHERE generation_plant_id = 5000914 AND hydro_simple_scenario_id = 1;
INSERT INTO switch.hydro_historical_monthly_capacity_factors (hydro_simple_scenario_id, generation_plant_id, year, month, hydro_min_flow_mw, hydro_avg_flow_mw) SELECT 21 as hydro_simple_scenario_id, 157931 as generation_plant_id, 2012 as year, month, hydro_min_flow_mw, hydro_avg_flow_mw FROM switch.hydro_historical_monthly_capacity_factors WHERE generation_plant_id = 5000915 AND hydro_simple_scenario_id = 1;
INSERT INTO switch.hydro_historical_monthly_capacity_factors (hydro_simple_scenario_id, generation_plant_id, year, month, hydro_min_flow_mw, hydro_avg_flow_mw) SELECT 21 as hydro_simple_scenario_id, 157932 as generation_plant_id, 2012 as year, month, hydro_min_flow_mw, hydro_avg_flow_mw FROM switch.hydro_historical_monthly_capacity_factors WHERE generation_plant_id = 5000916 AND hydro_simple_scenario_id = 1;
INSERT INTO switch.hydro_historical_monthly_capacity_factors (hydro_simple_scenario_id, generation_plant_id, year, month, hydro_min_flow_mw, hydro_avg_flow_mw) SELECT 21 as hydro_simple_scenario_id, 157933 as generation_plant_id, 2012 as year, month, hydro_min_flow_mw, hydro_avg_flow_mw FROM switch.hydro_historical_monthly_capacity_factors WHERE generation_plant_id = 5000917 AND hydro_simple_scenario_id = 1;
INSERT INTO switch.hydro_historical_monthly_capacity_factors (hydro_simple_scenario_id, generation_plant_id, year, month, hydro_min_flow_mw, hydro_avg_flow_mw) SELECT 21 as hydro_simple_scenario_id, 157934 as generation_plant_id, 2012 as year, month, hydro_min_flow_mw, hydro_avg_flow_mw FROM switch.hydro_historical_monthly_capacity_factors WHERE generation_plant_id = 5000918 AND hydro_simple_scenario_id = 1;
INSERT INTO switch.hydro_historical_monthly_capacity_factors (hydro_simple_scenario_id, generation_plant_id, year, month, hydro_min_flow_mw, hydro_avg_flow_mw) SELECT 21 as hydro_simple_scenario_id, 158010 as generation_plant_id, 2012 as year, month, hydro_min_flow_mw, hydro_avg_flow_mw FROM switch.hydro_historical_monthly_capacity_factors WHERE generation_plant_id = 1157631083 AND hydro_simple_scenario_id = 1;
INSERT INTO switch.hydro_historical_monthly_capacity_factors (hydro_simple_scenario_id, generation_plant_id, year, month, hydro_min_flow_mw, hydro_avg_flow_mw) SELECT 21 as hydro_simple_scenario_id, 157952 as generation_plant_id, 2012 as year, month, hydro_min_flow_mw, hydro_avg_flow_mw FROM switch.hydro_historical_monthly_capacity_factors WHERE generation_plant_id = 1157631025 AND hydro_simple_scenario_id = 1;
INSERT INTO switch.hydro_historical_monthly_capacity_factors (hydro_simple_scenario_id, generation_plant_id, year, month, hydro_min_flow_mw, hydro_avg_flow_mw) SELECT 21 as hydro_simple_scenario_id, 157949 as generation_plant_id, 2012 as year, month, hydro_min_flow_mw, hydro_avg_flow_mw FROM switch.hydro_historical_monthly_capacity_factors WHERE generation_plant_id = 1157631022 AND hydro_simple_scenario_id = 1;
INSERT INTO switch.hydro_historical_monthly_capacity_factors (hydro_simple_scenario_id, generation_plant_id, year, month, hydro_min_flow_mw, hydro_avg_flow_mw) SELECT 21 as hydro_simple_scenario_id, 157962 as generation_plant_id, 2012 as year, month, hydro_min_flow_mw, hydro_avg_flow_mw FROM switch.hydro_historical_monthly_capacity_factors WHERE generation_plant_id = 1157631035 AND hydro_simple_scenario_id = 1;
INSERT INTO switch.hydro_historical_monthly_capacity_factors (hydro_simple_scenario_id, generation_plant_id, year, month, hydro_min_flow_mw, hydro_avg_flow_mw) SELECT 21 as hydro_simple_scenario_id, 157935 as generation_plant_id, 2012 as year, month, hydro_min_flow_mw, hydro_avg_flow_mw FROM switch.hydro_historical_monthly_capacity_factors WHERE generation_plant_id = 5000919 AND hydro_simple_scenario_id = 1;
INSERT INTO switch.hydro_historical_monthly_capacity_factors (hydro_simple_scenario_id, generation_plant_id, year, month, hydro_min_flow_mw, hydro_avg_flow_mw) SELECT 21 as hydro_simple_scenario_id, 157936 as generation_plant_id, 2012 as year, month, hydro_min_flow_mw, hydro_avg_flow_mw FROM switch.hydro_historical_monthly_capacity_factors WHERE generation_plant_id = 5000920 AND hydro_simple_scenario_id = 1;
INSERT INTO switch.hydro_historical_monthly_capacity_factors (hydro_simple_scenario_id, generation_plant_id, year, month, hydro_min_flow_mw, hydro_avg_flow_mw) SELECT 21 as hydro_simple_scenario_id, 158007 as generation_plant_id, 2012 as year, month, hydro_min_flow_mw, hydro_avg_flow_mw FROM switch.hydro_historical_monthly_capacity_factors WHERE generation_plant_id = 1157631080 AND hydro_simple_scenario_id = 1;
INSERT INTO switch.hydro_historical_monthly_capacity_factors (hydro_simple_scenario_id, generation_plant_id, year, month, hydro_min_flow_mw, hydro_avg_flow_mw) SELECT 21 as hydro_simple_scenario_id, 157937 as generation_plant_id, 2012 as year, month, hydro_min_flow_mw, hydro_avg_flow_mw FROM switch.hydro_historical_monthly_capacity_factors WHERE generation_plant_id = 5000921 AND hydro_simple_scenario_id = 1;
INSERT INTO switch.hydro_historical_monthly_capacity_factors (hydro_simple_scenario_id, generation_plant_id, year, month, hydro_min_flow_mw, hydro_avg_flow_mw) SELECT 21 as hydro_simple_scenario_id, 157938 as generation_plant_id, 2012 as year, month, hydro_min_flow_mw, hydro_avg_flow_mw FROM switch.hydro_historical_monthly_capacity_factors WHERE generation_plant_id = 5000922 AND hydro_simple_scenario_id = 1;
INSERT INTO switch.hydro_historical_monthly_capacity_factors (hydro_simple_scenario_id, generation_plant_id, year, month, hydro_min_flow_mw, hydro_avg_flow_mw) SELECT 21 as hydro_simple_scenario_id, 157845 as generation_plant_id, 2012 as year, month, hydro_min_flow_mw, hydro_avg_flow_mw FROM switch.hydro_historical_monthly_capacity_factors WHERE generation_plant_id = 5000829 AND hydro_simple_scenario_id = 1;
INSERT INTO switch.hydro_historical_monthly_capacity_factors (hydro_simple_scenario_id, generation_plant_id, year, month, hydro_min_flow_mw, hydro_avg_flow_mw) SELECT 21 as hydro_simple_scenario_id, 158055 as generation_plant_id, 2012 as year, month, hydro_min_flow_mw, hydro_avg_flow_mw FROM switch.hydro_historical_monthly_capacity_factors WHERE generation_plant_id = 1157631128 AND hydro_simple_scenario_id = 1;
INSERT INTO switch.hydro_historical_monthly_capacity_factors (hydro_simple_scenario_id, generation_plant_id, year, month, hydro_min_flow_mw, hydro_avg_flow_mw) SELECT 21 as hydro_simple_scenario_id, 158056 as generation_plant_id, 2012 as year, month, hydro_min_flow_mw, hydro_avg_flow_mw FROM switch.hydro_historical_monthly_capacity_factors WHERE generation_plant_id = 1157631129 AND hydro_simple_scenario_id = 1;
INSERT INTO switch.hydro_historical_monthly_capacity_factors (hydro_simple_scenario_id, generation_plant_id, year, month, hydro_min_flow_mw, hydro_avg_flow_mw) SELECT 21 as hydro_simple_scenario_id, 157939 as generation_plant_id, 2012 as year, month, hydro_min_flow_mw, hydro_avg_flow_mw FROM switch.hydro_historical_monthly_capacity_factors WHERE generation_plant_id = 5000923 AND hydro_simple_scenario_id = 1;
INSERT INTO switch.hydro_historical_monthly_capacity_factors (hydro_simple_scenario_id, generation_plant_id, year, month, hydro_min_flow_mw, hydro_avg_flow_mw) SELECT 21 as hydro_simple_scenario_id, 158059 as generation_plant_id, 2012 as year, month, hydro_min_flow_mw, hydro_avg_flow_mw FROM switch.hydro_historical_monthly_capacity_factors WHERE generation_plant_id = 1157631165 AND hydro_simple_scenario_id = 1;
INSERT INTO switch.hydro_historical_monthly_capacity_factors (hydro_simple_scenario_id, generation_plant_id, year, month, hydro_min_flow_mw, hydro_avg_flow_mw) SELECT 21 as hydro_simple_scenario_id, 158068 as generation_plant_id, 2012 as year, month, hydro_min_flow_mw, hydro_avg_flow_mw FROM switch.hydro_historical_monthly_capacity_factors WHERE generation_plant_id = 1157631174 AND hydro_simple_scenario_id = 1;
INSERT INTO switch.hydro_historical_monthly_capacity_factors (hydro_simple_scenario_id, generation_plant_id, year, month, hydro_min_flow_mw, hydro_avg_flow_mw) SELECT 21 as hydro_simple_scenario_id, 158069 as generation_plant_id, 2012 as year, month, hydro_min_flow_mw, hydro_avg_flow_mw FROM switch.hydro_historical_monthly_capacity_factors WHERE generation_plant_id = 1157631175 AND hydro_simple_scenario_id = 1;
INSERT INTO switch.hydro_historical_monthly_capacity_factors (hydro_simple_scenario_id, generation_plant_id, year, month, hydro_min_flow_mw, hydro_avg_flow_mw) SELECT 21 as hydro_simple_scenario_id, 158070 as generation_plant_id, 2012 as year, month, hydro_min_flow_mw, hydro_avg_flow_mw FROM switch.hydro_historical_monthly_capacity_factors WHERE generation_plant_id = 1157631176 AND hydro_simple_scenario_id = 1;
INSERT INTO switch.hydro_historical_monthly_capacity_factors (hydro_simple_scenario_id, generation_plant_id, year, month, hydro_min_flow_mw, hydro_avg_flow_mw) SELECT 21 as hydro_simple_scenario_id, 158071 as generation_plant_id, 2012 as year, month, hydro_min_flow_mw, hydro_avg_flow_mw FROM switch.hydro_historical_monthly_capacity_factors WHERE generation_plant_id = 1157631177 AND hydro_simple_scenario_id = 1;
INSERT INTO switch.hydro_historical_monthly_capacity_factors (hydro_simple_scenario_id, generation_plant_id, year, month, hydro_min_flow_mw, hydro_avg_flow_mw) SELECT 21 as hydro_simple_scenario_id, 158072 as generation_plant_id, 2012 as year, month, hydro_min_flow_mw, hydro_avg_flow_mw FROM switch.hydro_historical_monthly_capacity_factors WHERE generation_plant_id = 1157631178 AND hydro_simple_scenario_id = 1;
INSERT INTO switch.hydro_historical_monthly_capacity_factors (hydro_simple_scenario_id, generation_plant_id, year, month, hydro_min_flow_mw, hydro_avg_flow_mw) SELECT 21 as hydro_simple_scenario_id, 158073 as generation_plant_id, 2012 as year, month, hydro_min_flow_mw, hydro_avg_flow_mw FROM switch.hydro_historical_monthly_capacity_factors WHERE generation_plant_id = 1157631179 AND hydro_simple_scenario_id = 1;
INSERT INTO switch.hydro_historical_monthly_capacity_factors (hydro_simple_scenario_id, generation_plant_id, year, month, hydro_min_flow_mw, hydro_avg_flow_mw) SELECT 21 as hydro_simple_scenario_id, 158074 as generation_plant_id, 2012 as year, month, hydro_min_flow_mw, hydro_avg_flow_mw FROM switch.hydro_historical_monthly_capacity_factors WHERE generation_plant_id = 1157631180 AND hydro_simple_scenario_id = 1;
INSERT INTO switch.hydro_historical_monthly_capacity_factors (hydro_simple_scenario_id, generation_plant_id, year, month, hydro_min_flow_mw, hydro_avg_flow_mw) SELECT 21 as hydro_simple_scenario_id, 158075 as generation_plant_id, 2012 as year, month, hydro_min_flow_mw, hydro_avg_flow_mw FROM switch.hydro_historical_monthly_capacity_factors WHERE generation_plant_id = 1157631181 AND hydro_simple_scenario_id = 1;
INSERT INTO switch.hydro_historical_monthly_capacity_factors (hydro_simple_scenario_id, generation_plant_id, year, month, hydro_min_flow_mw, hydro_avg_flow_mw) SELECT 21 as hydro_simple_scenario_id, 158076 as generation_plant_id, 2012 as year, month, hydro_min_flow_mw, hydro_avg_flow_mw FROM switch.hydro_historical_monthly_capacity_factors WHERE generation_plant_id = 1157631182 AND hydro_simple_scenario_id = 1;
INSERT INTO switch.hydro_historical_monthly_capacity_factors (hydro_simple_scenario_id, generation_plant_id, year, month, hydro_min_flow_mw, hydro_avg_flow_mw) SELECT 21 as hydro_simple_scenario_id, 158077 as generation_plant_id, 2012 as year, month, hydro_min_flow_mw, hydro_avg_flow_mw FROM switch.hydro_historical_monthly_capacity_factors WHERE generation_plant_id = 1157631183 AND hydro_simple_scenario_id = 1;
INSERT INTO switch.hydro_historical_monthly_capacity_factors (hydro_simple_scenario_id, generation_plant_id, year, month, hydro_min_flow_mw, hydro_avg_flow_mw) SELECT 21 as hydro_simple_scenario_id, 158060 as generation_plant_id, 2012 as year, month, hydro_min_flow_mw, hydro_avg_flow_mw FROM switch.hydro_historical_monthly_capacity_factors WHERE generation_plant_id = 1157631166 AND hydro_simple_scenario_id = 1;
INSERT INTO switch.hydro_historical_monthly_capacity_factors (hydro_simple_scenario_id, generation_plant_id, year, month, hydro_min_flow_mw, hydro_avg_flow_mw) SELECT 21 as hydro_simple_scenario_id, 158078 as generation_plant_id, 2012 as year, month, hydro_min_flow_mw, hydro_avg_flow_mw FROM switch.hydro_historical_monthly_capacity_factors WHERE generation_plant_id = 1157631184 AND hydro_simple_scenario_id = 1;
INSERT INTO switch.hydro_historical_monthly_capacity_factors (hydro_simple_scenario_id, generation_plant_id, year, month, hydro_min_flow_mw, hydro_avg_flow_mw) SELECT 21 as hydro_simple_scenario_id, 158079 as generation_plant_id, 2012 as year, month, hydro_min_flow_mw, hydro_avg_flow_mw FROM switch.hydro_historical_monthly_capacity_factors WHERE generation_plant_id = 1157631185 AND hydro_simple_scenario_id = 1;
INSERT INTO switch.hydro_historical_monthly_capacity_factors (hydro_simple_scenario_id, generation_plant_id, year, month, hydro_min_flow_mw, hydro_avg_flow_mw) SELECT 21 as hydro_simple_scenario_id, 158080 as generation_plant_id, 2012 as year, month, hydro_min_flow_mw, hydro_avg_flow_mw FROM switch.hydro_historical_monthly_capacity_factors WHERE generation_plant_id = 1157631186 AND hydro_simple_scenario_id = 1;
INSERT INTO switch.hydro_historical_monthly_capacity_factors (hydro_simple_scenario_id, generation_plant_id, year, month, hydro_min_flow_mw, hydro_avg_flow_mw) SELECT 21 as hydro_simple_scenario_id, 158081 as generation_plant_id, 2012 as year, month, hydro_min_flow_mw, hydro_avg_flow_mw FROM switch.hydro_historical_monthly_capacity_factors WHERE generation_plant_id = 1157631187 AND hydro_simple_scenario_id = 1;
INSERT INTO switch.hydro_historical_monthly_capacity_factors (hydro_simple_scenario_id, generation_plant_id, year, month, hydro_min_flow_mw, hydro_avg_flow_mw) SELECT 21 as hydro_simple_scenario_id, 158082 as generation_plant_id, 2012 as year, month, hydro_min_flow_mw, hydro_avg_flow_mw FROM switch.hydro_historical_monthly_capacity_factors WHERE generation_plant_id = 1157631188 AND hydro_simple_scenario_id = 1;
INSERT INTO switch.hydro_historical_monthly_capacity_factors (hydro_simple_scenario_id, generation_plant_id, year, month, hydro_min_flow_mw, hydro_avg_flow_mw) SELECT 21 as hydro_simple_scenario_id, 158083 as generation_plant_id, 2012 as year, month, hydro_min_flow_mw, hydro_avg_flow_mw FROM switch.hydro_historical_monthly_capacity_factors WHERE generation_plant_id = 1157631189 AND hydro_simple_scenario_id = 1;
INSERT INTO switch.hydro_historical_monthly_capacity_factors (hydro_simple_scenario_id, generation_plant_id, year, month, hydro_min_flow_mw, hydro_avg_flow_mw) SELECT 21 as hydro_simple_scenario_id, 158084 as generation_plant_id, 2012 as year, month, hydro_min_flow_mw, hydro_avg_flow_mw FROM switch.hydro_historical_monthly_capacity_factors WHERE generation_plant_id = 1157631190 AND hydro_simple_scenario_id = 1;
INSERT INTO switch.hydro_historical_monthly_capacity_factors (hydro_simple_scenario_id, generation_plant_id, year, month, hydro_min_flow_mw, hydro_avg_flow_mw) SELECT 21 as hydro_simple_scenario_id, 158085 as generation_plant_id, 2012 as year, month, hydro_min_flow_mw, hydro_avg_flow_mw FROM switch.hydro_historical_monthly_capacity_factors WHERE generation_plant_id = 1157631191 AND hydro_simple_scenario_id = 1;
INSERT INTO switch.hydro_historical_monthly_capacity_factors (hydro_simple_scenario_id, generation_plant_id, year, month, hydro_min_flow_mw, hydro_avg_flow_mw) SELECT 21 as hydro_simple_scenario_id, 158086 as generation_plant_id, 2012 as year, month, hydro_min_flow_mw, hydro_avg_flow_mw FROM switch.hydro_historical_monthly_capacity_factors WHERE generation_plant_id = 1157631192 AND hydro_simple_scenario_id = 1;
INSERT INTO switch.hydro_historical_monthly_capacity_factors (hydro_simple_scenario_id, generation_plant_id, year, month, hydro_min_flow_mw, hydro_avg_flow_mw) SELECT 21 as hydro_simple_scenario_id, 158087 as generation_plant_id, 2012 as year, month, hydro_min_flow_mw, hydro_avg_flow_mw FROM switch.hydro_historical_monthly_capacity_factors WHERE generation_plant_id = 1157631193 AND hydro_simple_scenario_id = 1;
INSERT INTO switch.hydro_historical_monthly_capacity_factors (hydro_simple_scenario_id, generation_plant_id, year, month, hydro_min_flow_mw, hydro_avg_flow_mw) SELECT 21 as hydro_simple_scenario_id, 158061 as generation_plant_id, 2012 as year, month, hydro_min_flow_mw, hydro_avg_flow_mw FROM switch.hydro_historical_monthly_capacity_factors WHERE generation_plant_id = 1157631167 AND hydro_simple_scenario_id = 1;
INSERT INTO switch.hydro_historical_monthly_capacity_factors (hydro_simple_scenario_id, generation_plant_id, year, month, hydro_min_flow_mw, hydro_avg_flow_mw) SELECT 21 as hydro_simple_scenario_id, 158088 as generation_plant_id, 2012 as year, month, hydro_min_flow_mw, hydro_avg_flow_mw FROM switch.hydro_historical_monthly_capacity_factors WHERE generation_plant_id = 1157631194 AND hydro_simple_scenario_id = 1;
INSERT INTO switch.hydro_historical_monthly_capacity_factors (hydro_simple_scenario_id, generation_plant_id, year, month, hydro_min_flow_mw, hydro_avg_flow_mw) SELECT 21 as hydro_simple_scenario_id, 158089 as generation_plant_id, 2012 as year, month, hydro_min_flow_mw, hydro_avg_flow_mw FROM switch.hydro_historical_monthly_capacity_factors WHERE generation_plant_id = 1157631195 AND hydro_simple_scenario_id = 1;
INSERT INTO switch.hydro_historical_monthly_capacity_factors (hydro_simple_scenario_id, generation_plant_id, year, month, hydro_min_flow_mw, hydro_avg_flow_mw) SELECT 21 as hydro_simple_scenario_id, 158090 as generation_plant_id, 2012 as year, month, hydro_min_flow_mw, hydro_avg_flow_mw FROM switch.hydro_historical_monthly_capacity_factors WHERE generation_plant_id = 1157631196 AND hydro_simple_scenario_id = 1;
INSERT INTO switch.hydro_historical_monthly_capacity_factors (hydro_simple_scenario_id, generation_plant_id, year, month, hydro_min_flow_mw, hydro_avg_flow_mw) SELECT 21 as hydro_simple_scenario_id, 158091 as generation_plant_id, 2012 as year, month, hydro_min_flow_mw, hydro_avg_flow_mw FROM switch.hydro_historical_monthly_capacity_factors WHERE generation_plant_id = 1157631197 AND hydro_simple_scenario_id = 1;
INSERT INTO switch.hydro_historical_monthly_capacity_factors (hydro_simple_scenario_id, generation_plant_id, year, month, hydro_min_flow_mw, hydro_avg_flow_mw) SELECT 21 as hydro_simple_scenario_id, 158092 as generation_plant_id, 2012 as year, month, hydro_min_flow_mw, hydro_avg_flow_mw FROM switch.hydro_historical_monthly_capacity_factors WHERE generation_plant_id = 1157631198 AND hydro_simple_scenario_id = 1;
INSERT INTO switch.hydro_historical_monthly_capacity_factors (hydro_simple_scenario_id, generation_plant_id, year, month, hydro_min_flow_mw, hydro_avg_flow_mw) SELECT 21 as hydro_simple_scenario_id, 158062 as generation_plant_id, 2012 as year, month, hydro_min_flow_mw, hydro_avg_flow_mw FROM switch.hydro_historical_monthly_capacity_factors WHERE generation_plant_id = 1157631168 AND hydro_simple_scenario_id = 1;
INSERT INTO switch.hydro_historical_monthly_capacity_factors (hydro_simple_scenario_id, generation_plant_id, year, month, hydro_min_flow_mw, hydro_avg_flow_mw) SELECT 21 as hydro_simple_scenario_id, 158063 as generation_plant_id, 2012 as year, month, hydro_min_flow_mw, hydro_avg_flow_mw FROM switch.hydro_historical_monthly_capacity_factors WHERE generation_plant_id = 1157631169 AND hydro_simple_scenario_id = 1;
INSERT INTO switch.hydro_historical_monthly_capacity_factors (hydro_simple_scenario_id, generation_plant_id, year, month, hydro_min_flow_mw, hydro_avg_flow_mw) SELECT 21 as hydro_simple_scenario_id, 158064 as generation_plant_id, 2012 as year, month, hydro_min_flow_mw, hydro_avg_flow_mw FROM switch.hydro_historical_monthly_capacity_factors WHERE generation_plant_id = 1157631170 AND hydro_simple_scenario_id = 1;
INSERT INTO switch.hydro_historical_monthly_capacity_factors (hydro_simple_scenario_id, generation_plant_id, year, month, hydro_min_flow_mw, hydro_avg_flow_mw) SELECT 21 as hydro_simple_scenario_id, 158065 as generation_plant_id, 2012 as year, month, hydro_min_flow_mw, hydro_avg_flow_mw FROM switch.hydro_historical_monthly_capacity_factors WHERE generation_plant_id = 1157631171 AND hydro_simple_scenario_id = 1;
INSERT INTO switch.hydro_historical_monthly_capacity_factors (hydro_simple_scenario_id, generation_plant_id, year, month, hydro_min_flow_mw, hydro_avg_flow_mw) SELECT 21 as hydro_simple_scenario_id, 158066 as generation_plant_id, 2012 as year, month, hydro_min_flow_mw, hydro_avg_flow_mw FROM switch.hydro_historical_monthly_capacity_factors WHERE generation_plant_id = 1157631172 AND hydro_simple_scenario_id = 1;
INSERT INTO switch.hydro_historical_monthly_capacity_factors (hydro_simple_scenario_id, generation_plant_id, year, month, hydro_min_flow_mw, hydro_avg_flow_mw) SELECT 21 as hydro_simple_scenario_id, 158067 as generation_plant_id, 2012 as year, month, hydro_min_flow_mw, hydro_avg_flow_mw FROM switch.hydro_historical_monthly_capacity_factors WHERE generation_plant_id = 1157631173 AND hydro_simple_scenario_id = 1;
INSERT INTO switch.hydro_historical_monthly_capacity_factors (hydro_simple_scenario_id, generation_plant_id, year, month, hydro_min_flow_mw, hydro_avg_flow_mw) SELECT 21 as hydro_simple_scenario_id, 158009 as generation_plant_id, 2012 as year, month, hydro_min_flow_mw, hydro_avg_flow_mw FROM switch.hydro_historical_monthly_capacity_factors WHERE generation_plant_id = 1157631082 AND hydro_simple_scenario_id = 1;
INSERT INTO switch.hydro_historical_monthly_capacity_factors (hydro_simple_scenario_id, generation_plant_id, year, month, hydro_min_flow_mw, hydro_avg_flow_mw) SELECT 21 as hydro_simple_scenario_id, 158014 as generation_plant_id, 2012 as year, month, hydro_min_flow_mw, hydro_avg_flow_mw FROM switch.hydro_historical_monthly_capacity_factors WHERE generation_plant_id = 1157631087 AND hydro_simple_scenario_id = 1;

## hydro_historical_cf_2013
INSERT INTO switch.hydro_historical_monthly_capacity_factors (hydro_simple_scenario_id, generation_plant_id, year, month, hydro_min_flow_mw, hydro_avg_flow_mw)
SELECT 21 as hydro_simple_scenario_id, 154089 as generation_plant_id, 2004 as year, month, hydro_min_flow_mw, hydro_avg_flow_mw
FROM switch.hydro_historical_monthly_capacity_factors
WHERE generation_plant_id = 5000830
AND hydro_simple_scenario_id = 1
INSERT INTO switch.hydro_historical_monthly_capacity_factors (hydro_simple_scenario_id, generation_plant_id, year, month, hydro_min_flow_mw, hydro_avg_flow_mw) SELECT 21 as hydro_simple_scenario_id, | new_id | as generation_plant_id, | 2013 | as year, month, hydro_min_flow_mw, hydro_avg_flow_mw FROM switch.hydro_historical_monthly_capacity_factors WHERE generation_plant_id = | old_id | AND hydro_simple_scenario_id = 1;
INSERT INTO switch.hydro_historical_monthly_capacity_factors (hydro_simple_scenario_id, generation_plant_id, year, month, hydro_min_flow_mw, hydro_avg_flow_mw) SELECT 21 as hydro_simple_scenario_id, 157846 as generation_plant_id, 2013 as year, month, hydro_min_flow_mw, hydro_avg_flow_mw FROM switch.hydro_historical_monthly_capacity_factors WHERE generation_plant_id = 5000830 AND hydro_simple_scenario_id = 1;
INSERT INTO switch.hydro_historical_monthly_capacity_factors (hydro_simple_scenario_id, generation_plant_id, year, month, hydro_min_flow_mw, hydro_avg_flow_mw) SELECT 21 as hydro_simple_scenario_id, 157959 as generation_plant_id, 2013 as year, month, hydro_min_flow_mw, hydro_avg_flow_mw FROM switch.hydro_historical_monthly_capacity_factors WHERE generation_plant_id = 1157631032 AND hydro_simple_scenario_id = 1;
INSERT INTO switch.hydro_historical_monthly_capacity_factors (hydro_simple_scenario_id, generation_plant_id, year, month, hydro_min_flow_mw, hydro_avg_flow_mw) SELECT 21 as hydro_simple_scenario_id, 157847 as generation_plant_id, 2013 as year, month, hydro_min_flow_mw, hydro_avg_flow_mw FROM switch.hydro_historical_monthly_capacity_factors WHERE generation_plant_id = 5000831 AND hydro_simple_scenario_id = 1;
INSERT INTO switch.hydro_historical_monthly_capacity_factors (hydro_simple_scenario_id, generation_plant_id, year, month, hydro_min_flow_mw, hydro_avg_flow_mw) SELECT 21 as hydro_simple_scenario_id, 158008 as generation_plant_id, 2013 as year, month, hydro_min_flow_mw, hydro_avg_flow_mw FROM switch.hydro_historical_monthly_capacity_factors WHERE generation_plant_id = 1157631081 AND hydro_simple_scenario_id = 1;
INSERT INTO switch.hydro_historical_monthly_capacity_factors (hydro_simple_scenario_id, generation_plant_id, year, month, hydro_min_flow_mw, hydro_avg_flow_mw) SELECT 21 as hydro_simple_scenario_id, 157848 as generation_plant_id, 2013 as year, month, hydro_min_flow_mw, hydro_avg_flow_mw FROM switch.hydro_historical_monthly_capacity_factors WHERE generation_plant_id = 5000832 AND hydro_simple_scenario_id = 1;
INSERT INTO switch.hydro_historical_monthly_capacity_factors (hydro_simple_scenario_id, generation_plant_id, year, month, hydro_min_flow_mw, hydro_avg_flow_mw) SELECT 21 as hydro_simple_scenario_id, 157849 as generation_plant_id, 2013 as year, month, hydro_min_flow_mw, hydro_avg_flow_mw FROM switch.hydro_historical_monthly_capacity_factors WHERE generation_plant_id = 5000833 AND hydro_simple_scenario_id = 1;
INSERT INTO switch.hydro_historical_monthly_capacity_factors (hydro_simple_scenario_id, generation_plant_id, year, month, hydro_min_flow_mw, hydro_avg_flow_mw) SELECT 21 as hydro_simple_scenario_id, 157851 as generation_plant_id, 2013 as year, month, hydro_min_flow_mw, hydro_avg_flow_mw FROM switch.hydro_historical_monthly_capacity_factors WHERE generation_plant_id = 5000835 AND hydro_simple_scenario_id = 1;
INSERT INTO switch.hydro_historical_monthly_capacity_factors (hydro_simple_scenario_id, generation_plant_id, year, month, hydro_min_flow_mw, hydro_avg_flow_mw) SELECT 21 as hydro_simple_scenario_id, 157850 as generation_plant_id, 2013 as year, month, hydro_min_flow_mw, hydro_avg_flow_mw FROM switch.hydro_historical_monthly_capacity_factors WHERE generation_plant_id = 5000834 AND hydro_simple_scenario_id = 1;
INSERT INTO switch.hydro_historical_monthly_capacity_factors (hydro_simple_scenario_id, generation_plant_id, year, month, hydro_min_flow_mw, hydro_avg_flow_mw) SELECT 21 as hydro_simple_scenario_id, 158044 as generation_plant_id, 2013 as year, month, hydro_min_flow_mw, hydro_avg_flow_mw FROM switch.hydro_historical_monthly_capacity_factors WHERE generation_plant_id = 1157631117 AND hydro_simple_scenario_id = 1;
INSERT INTO switch.hydro_historical_monthly_capacity_factors (hydro_simple_scenario_id, generation_plant_id, year, month, hydro_min_flow_mw, hydro_avg_flow_mw) SELECT 21 as hydro_simple_scenario_id, 157961 as generation_plant_id, 2013 as year, month, hydro_min_flow_mw, hydro_avg_flow_mw FROM switch.hydro_historical_monthly_capacity_factors WHERE generation_plant_id = 1157631034 AND hydro_simple_scenario_id = 1;
INSERT INTO switch.hydro_historical_monthly_capacity_factors (hydro_simple_scenario_id, generation_plant_id, year, month, hydro_min_flow_mw, hydro_avg_flow_mw) SELECT 21 as hydro_simple_scenario_id, 157960 as generation_plant_id, 2013 as year, month, hydro_min_flow_mw, hydro_avg_flow_mw FROM switch.hydro_historical_monthly_capacity_factors WHERE generation_plant_id = 1157631033 AND hydro_simple_scenario_id = 1;
INSERT INTO switch.hydro_historical_monthly_capacity_factors (hydro_simple_scenario_id, generation_plant_id, year, month, hydro_min_flow_mw, hydro_avg_flow_mw) SELECT 21 as hydro_simple_scenario_id, 157824 as generation_plant_id, 2013 as year, month, hydro_min_flow_mw, hydro_avg_flow_mw FROM switch.hydro_historical_monthly_capacity_factors WHERE generation_plant_id = 5000808 AND hydro_simple_scenario_id = 1;
INSERT INTO switch.hydro_historical_monthly_capacity_factors (hydro_simple_scenario_id, generation_plant_id, year, month, hydro_min_flow_mw, hydro_avg_flow_mw) SELECT 21 as hydro_simple_scenario_id, 157971 as generation_plant_id, 2013 as year, month, hydro_min_flow_mw, hydro_avg_flow_mw FROM switch.hydro_historical_monthly_capacity_factors WHERE generation_plant_id = 1157631044 AND hydro_simple_scenario_id = 1;
INSERT INTO switch.hydro_historical_monthly_capacity_factors (hydro_simple_scenario_id, generation_plant_id, year, month, hydro_min_flow_mw, hydro_avg_flow_mw) SELECT 21 as hydro_simple_scenario_id, 157972 as generation_plant_id, 2013 as year, month, hydro_min_flow_mw, hydro_avg_flow_mw FROM switch.hydro_historical_monthly_capacity_factors WHERE generation_plant_id = 1157631045 AND hydro_simple_scenario_id = 1;
INSERT INTO switch.hydro_historical_monthly_capacity_factors (hydro_simple_scenario_id, generation_plant_id, year, month, hydro_min_flow_mw, hydro_avg_flow_mw) SELECT 21 as hydro_simple_scenario_id, 157970 as generation_plant_id, 2013 as year, month, hydro_min_flow_mw, hydro_avg_flow_mw FROM switch.hydro_historical_monthly_capacity_factors WHERE generation_plant_id = 1157631043 AND hydro_simple_scenario_id = 1;
INSERT INTO switch.hydro_historical_monthly_capacity_factors (hydro_simple_scenario_id, generation_plant_id, year, month, hydro_min_flow_mw, hydro_avg_flow_mw) SELECT 21 as hydro_simple_scenario_id, 157945 as generation_plant_id, 2013 as year, month, hydro_min_flow_mw, hydro_avg_flow_mw FROM switch.hydro_historical_monthly_capacity_factors WHERE generation_plant_id = 1157631018 AND hydro_simple_scenario_id = 1;
INSERT INTO switch.hydro_historical_monthly_capacity_factors (hydro_simple_scenario_id, generation_plant_id, year, month, hydro_min_flow_mw, hydro_avg_flow_mw) SELECT 21 as hydro_simple_scenario_id, 157825 as generation_plant_id, 2013 as year, month, hydro_min_flow_mw, hydro_avg_flow_mw FROM switch.hydro_historical_monthly_capacity_factors WHERE generation_plant_id = 5000809 AND hydro_simple_scenario_id = 1;
INSERT INTO switch.hydro_historical_monthly_capacity_factors (hydro_simple_scenario_id, generation_plant_id, year, month, hydro_min_flow_mw, hydro_avg_flow_mw) SELECT 21 as hydro_simple_scenario_id, 157826 as generation_plant_id, 2013 as year, month, hydro_min_flow_mw, hydro_avg_flow_mw FROM switch.hydro_historical_monthly_capacity_factors WHERE generation_plant_id = 5000810 AND hydro_simple_scenario_id = 1;
INSERT INTO switch.hydro_historical_monthly_capacity_factors (hydro_simple_scenario_id, generation_plant_id, year, month, hydro_min_flow_mw, hydro_avg_flow_mw) SELECT 21 as hydro_simple_scenario_id, 157827 as generation_plant_id, 2013 as year, month, hydro_min_flow_mw, hydro_avg_flow_mw FROM switch.hydro_historical_monthly_capacity_factors WHERE generation_plant_id = 5000811 AND hydro_simple_scenario_id = 1;
INSERT INTO switch.hydro_historical_monthly_capacity_factors (hydro_simple_scenario_id, generation_plant_id, year, month, hydro_min_flow_mw, hydro_avg_flow_mw) SELECT 21 as hydro_simple_scenario_id, 157852 as generation_plant_id, 2013 as year, month, hydro_min_flow_mw, hydro_avg_flow_mw FROM switch.hydro_historical_monthly_capacity_factors WHERE generation_plant_id = 5000836 AND hydro_simple_scenario_id = 1;
INSERT INTO switch.hydro_historical_monthly_capacity_factors (hydro_simple_scenario_id, generation_plant_id, year, month, hydro_min_flow_mw, hydro_avg_flow_mw) SELECT 21 as hydro_simple_scenario_id, 157853 as generation_plant_id, 2013 as year, month, hydro_min_flow_mw, hydro_avg_flow_mw FROM switch.hydro_historical_monthly_capacity_factors WHERE generation_plant_id = 5000837 AND hydro_simple_scenario_id = 1;
INSERT INTO switch.hydro_historical_monthly_capacity_factors (hydro_simple_scenario_id, generation_plant_id, year, month, hydro_min_flow_mw, hydro_avg_flow_mw) SELECT 21 as hydro_simple_scenario_id, 157828 as generation_plant_id, 2013 as year, month, hydro_min_flow_mw, hydro_avg_flow_mw FROM switch.hydro_historical_monthly_capacity_factors WHERE generation_plant_id = 5000812 AND hydro_simple_scenario_id = 1;
INSERT INTO switch.hydro_historical_monthly_capacity_factors (hydro_simple_scenario_id, generation_plant_id, year, month, hydro_min_flow_mw, hydro_avg_flow_mw) SELECT 21 as hydro_simple_scenario_id, 157829 as generation_plant_id, 2013 as year, month, hydro_min_flow_mw, hydro_avg_flow_mw FROM switch.hydro_historical_monthly_capacity_factors WHERE generation_plant_id = 5000813 AND hydro_simple_scenario_id = 1;
INSERT INTO switch.hydro_historical_monthly_capacity_factors (hydro_simple_scenario_id, generation_plant_id, year, month, hydro_min_flow_mw, hydro_avg_flow_mw) SELECT 21 as hydro_simple_scenario_id, 157854 as generation_plant_id, 2013 as year, month, hydro_min_flow_mw, hydro_avg_flow_mw FROM switch.hydro_historical_monthly_capacity_factors WHERE generation_plant_id = 5000838 AND hydro_simple_scenario_id = 1;
INSERT INTO switch.hydro_historical_monthly_capacity_factors (hydro_simple_scenario_id, generation_plant_id, year, month, hydro_min_flow_mw, hydro_avg_flow_mw) SELECT 21 as hydro_simple_scenario_id, 157855 as generation_plant_id, 2013 as year, month, hydro_min_flow_mw, hydro_avg_flow_mw FROM switch.hydro_historical_monthly_capacity_factors WHERE generation_plant_id = 5000839 AND hydro_simple_scenario_id = 1;
INSERT INTO switch.hydro_historical_monthly_capacity_factors (hydro_simple_scenario_id, generation_plant_id, year, month, hydro_min_flow_mw, hydro_avg_flow_mw) SELECT 21 as hydro_simple_scenario_id, 157856 as generation_plant_id, 2013 as year, month, hydro_min_flow_mw, hydro_avg_flow_mw FROM switch.hydro_historical_monthly_capacity_factors WHERE generation_plant_id = 5000840 AND hydro_simple_scenario_id = 1;
INSERT INTO switch.hydro_historical_monthly_capacity_factors (hydro_simple_scenario_id, generation_plant_id, year, month, hydro_min_flow_mw, hydro_avg_flow_mw) SELECT 21 as hydro_simple_scenario_id, 157857 as generation_plant_id, 2013 as year, month, hydro_min_flow_mw, hydro_avg_flow_mw FROM switch.hydro_historical_monthly_capacity_factors WHERE generation_plant_id = 5000841 AND hydro_simple_scenario_id = 1;
INSERT INTO switch.hydro_historical_monthly_capacity_factors (hydro_simple_scenario_id, generation_plant_id, year, month, hydro_min_flow_mw, hydro_avg_flow_mw) SELECT 21 as hydro_simple_scenario_id, 157858 as generation_plant_id, 2013 as year, month, hydro_min_flow_mw, hydro_avg_flow_mw FROM switch.hydro_historical_monthly_capacity_factors WHERE generation_plant_id = 5000842 AND hydro_simple_scenario_id = 1;
INSERT INTO switch.hydro_historical_monthly_capacity_factors (hydro_simple_scenario_id, generation_plant_id, year, month, hydro_min_flow_mw, hydro_avg_flow_mw) SELECT 21 as hydro_simple_scenario_id, 158046 as generation_plant_id, 2013 as year, month, hydro_min_flow_mw, hydro_avg_flow_mw FROM switch.hydro_historical_monthly_capacity_factors WHERE generation_plant_id = 1157631119 AND hydro_simple_scenario_id = 1;
INSERT INTO switch.hydro_historical_monthly_capacity_factors (hydro_simple_scenario_id, generation_plant_id, year, month, hydro_min_flow_mw, hydro_avg_flow_mw) SELECT 21 as hydro_simple_scenario_id, 158047 as generation_plant_id, 2013 as year, month, hydro_min_flow_mw, hydro_avg_flow_mw FROM switch.hydro_historical_monthly_capacity_factors WHERE generation_plant_id = 1157631120 AND hydro_simple_scenario_id = 1;
INSERT INTO switch.hydro_historical_monthly_capacity_factors (hydro_simple_scenario_id, generation_plant_id, year, month, hydro_min_flow_mw, hydro_avg_flow_mw) SELECT 21 as hydro_simple_scenario_id, 158048 as generation_plant_id, 2013 as year, month, hydro_min_flow_mw, hydro_avg_flow_mw FROM switch.hydro_historical_monthly_capacity_factors WHERE generation_plant_id = 1157631121 AND hydro_simple_scenario_id = 1;
INSERT INTO switch.hydro_historical_monthly_capacity_factors (hydro_simple_scenario_id, generation_plant_id, year, month, hydro_min_flow_mw, hydro_avg_flow_mw) SELECT 21 as hydro_simple_scenario_id, 158049 as generation_plant_id, 2013 as year, month, hydro_min_flow_mw, hydro_avg_flow_mw FROM switch.hydro_historical_monthly_capacity_factors WHERE generation_plant_id = 1157631122 AND hydro_simple_scenario_id = 1;
INSERT INTO switch.hydro_historical_monthly_capacity_factors (hydro_simple_scenario_id, generation_plant_id, year, month, hydro_min_flow_mw, hydro_avg_flow_mw) SELECT 21 as hydro_simple_scenario_id, 158050 as generation_plant_id, 2013 as year, month, hydro_min_flow_mw, hydro_avg_flow_mw FROM switch.hydro_historical_monthly_capacity_factors WHERE generation_plant_id = 1157631123 AND hydro_simple_scenario_id = 1;
INSERT INTO switch.hydro_historical_monthly_capacity_factors (hydro_simple_scenario_id, generation_plant_id, year, month, hydro_min_flow_mw, hydro_avg_flow_mw) SELECT 21 as hydro_simple_scenario_id, 158051 as generation_plant_id, 2013 as year, month, hydro_min_flow_mw, hydro_avg_flow_mw FROM switch.hydro_historical_monthly_capacity_factors WHERE generation_plant_id = 1157631124 AND hydro_simple_scenario_id = 1;
INSERT INTO switch.hydro_historical_monthly_capacity_factors (hydro_simple_scenario_id, generation_plant_id, year, month, hydro_min_flow_mw, hydro_avg_flow_mw) SELECT 21 as hydro_simple_scenario_id, 157859 as generation_plant_id, 2013 as year, month, hydro_min_flow_mw, hydro_avg_flow_mw FROM switch.hydro_historical_monthly_capacity_factors WHERE generation_plant_id = 5000843 AND hydro_simple_scenario_id = 1;
INSERT INTO switch.hydro_historical_monthly_capacity_factors (hydro_simple_scenario_id, generation_plant_id, year, month, hydro_min_flow_mw, hydro_avg_flow_mw) SELECT 21 as hydro_simple_scenario_id, 157860 as generation_plant_id, 2013 as year, month, hydro_min_flow_mw, hydro_avg_flow_mw FROM switch.hydro_historical_monthly_capacity_factors WHERE generation_plant_id = 5000844 AND hydro_simple_scenario_id = 1;
INSERT INTO switch.hydro_historical_monthly_capacity_factors (hydro_simple_scenario_id, generation_plant_id, year, month, hydro_min_flow_mw, hydro_avg_flow_mw) SELECT 21 as hydro_simple_scenario_id, 157940 as generation_plant_id, 2013 as year, month, hydro_min_flow_mw, hydro_avg_flow_mw FROM switch.hydro_historical_monthly_capacity_factors WHERE generation_plant_id = 1157631013 AND hydro_simple_scenario_id = 1;
INSERT INTO switch.hydro_historical_monthly_capacity_factors (hydro_simple_scenario_id, generation_plant_id, year, month, hydro_min_flow_mw, hydro_avg_flow_mw) SELECT 21 as hydro_simple_scenario_id, 157978 as generation_plant_id, 2013 as year, month, hydro_min_flow_mw, hydro_avg_flow_mw FROM switch.hydro_historical_monthly_capacity_factors WHERE generation_plant_id = 1157631051 AND hydro_simple_scenario_id = 1;
INSERT INTO switch.hydro_historical_monthly_capacity_factors (hydro_simple_scenario_id, generation_plant_id, year, month, hydro_min_flow_mw, hydro_avg_flow_mw) SELECT 21 as hydro_simple_scenario_id, 157861 as generation_plant_id, 2013 as year, month, hydro_min_flow_mw, hydro_avg_flow_mw FROM switch.hydro_historical_monthly_capacity_factors WHERE generation_plant_id = 5000845 AND hydro_simple_scenario_id = 1;
INSERT INTO switch.hydro_historical_monthly_capacity_factors (hydro_simple_scenario_id, generation_plant_id, year, month, hydro_min_flow_mw, hydro_avg_flow_mw) SELECT 21 as hydro_simple_scenario_id, 158018 as generation_plant_id, 2013 as year, month, hydro_min_flow_mw, hydro_avg_flow_mw FROM switch.hydro_historical_monthly_capacity_factors WHERE generation_plant_id = 1157631091 AND hydro_simple_scenario_id = 1;
INSERT INTO switch.hydro_historical_monthly_capacity_factors (hydro_simple_scenario_id, generation_plant_id, year, month, hydro_min_flow_mw, hydro_avg_flow_mw) SELECT 21 as hydro_simple_scenario_id, 158019 as generation_plant_id, 2013 as year, month, hydro_min_flow_mw, hydro_avg_flow_mw FROM switch.hydro_historical_monthly_capacity_factors WHERE generation_plant_id = 1157631092 AND hydro_simple_scenario_id = 1;
INSERT INTO switch.hydro_historical_monthly_capacity_factors (hydro_simple_scenario_id, generation_plant_id, year, month, hydro_min_flow_mw, hydro_avg_flow_mw) SELECT 21 as hydro_simple_scenario_id, 157830 as generation_plant_id, 2013 as year, month, hydro_min_flow_mw, hydro_avg_flow_mw FROM switch.hydro_historical_monthly_capacity_factors WHERE generation_plant_id = 5000814 AND hydro_simple_scenario_id = 1;
INSERT INTO switch.hydro_historical_monthly_capacity_factors (hydro_simple_scenario_id, generation_plant_id, year, month, hydro_min_flow_mw, hydro_avg_flow_mw) SELECT 21 as hydro_simple_scenario_id, 157958 as generation_plant_id, 2013 as year, month, hydro_min_flow_mw, hydro_avg_flow_mw FROM switch.hydro_historical_monthly_capacity_factors WHERE generation_plant_id = 1157631031 AND hydro_simple_scenario_id = 1;
INSERT INTO switch.hydro_historical_monthly_capacity_factors (hydro_simple_scenario_id, generation_plant_id, year, month, hydro_min_flow_mw, hydro_avg_flow_mw) SELECT 21 as hydro_simple_scenario_id, 157950 as generation_plant_id, 2013 as year, month, hydro_min_flow_mw, hydro_avg_flow_mw FROM switch.hydro_historical_monthly_capacity_factors WHERE generation_plant_id = 1157631023 AND hydro_simple_scenario_id = 1;
INSERT INTO switch.hydro_historical_monthly_capacity_factors (hydro_simple_scenario_id, generation_plant_id, year, month, hydro_min_flow_mw, hydro_avg_flow_mw) SELECT 21 as hydro_simple_scenario_id, 157941 as generation_plant_id, 2013 as year, month, hydro_min_flow_mw, hydro_avg_flow_mw FROM switch.hydro_historical_monthly_capacity_factors WHERE generation_plant_id = 1157631014 AND hydro_simple_scenario_id = 1;
INSERT INTO switch.hydro_historical_monthly_capacity_factors (hydro_simple_scenario_id, generation_plant_id, year, month, hydro_min_flow_mw, hydro_avg_flow_mw) SELECT 21 as hydro_simple_scenario_id, 158031 as generation_plant_id, 2013 as year, month, hydro_min_flow_mw, hydro_avg_flow_mw FROM switch.hydro_historical_monthly_capacity_factors WHERE generation_plant_id = 1157631104 AND hydro_simple_scenario_id = 1;
INSERT INTO switch.hydro_historical_monthly_capacity_factors (hydro_simple_scenario_id, generation_plant_id, year, month, hydro_min_flow_mw, hydro_avg_flow_mw) SELECT 21 as hydro_simple_scenario_id, 158028 as generation_plant_id, 2013 as year, month, hydro_min_flow_mw, hydro_avg_flow_mw FROM switch.hydro_historical_monthly_capacity_factors WHERE generation_plant_id = 1157631101 AND hydro_simple_scenario_id = 1;
INSERT INTO switch.hydro_historical_monthly_capacity_factors (hydro_simple_scenario_id, generation_plant_id, year, month, hydro_min_flow_mw, hydro_avg_flow_mw) SELECT 21 as hydro_simple_scenario_id, 158029 as generation_plant_id, 2013 as year, month, hydro_min_flow_mw, hydro_avg_flow_mw FROM switch.hydro_historical_monthly_capacity_factors WHERE generation_plant_id = 1157631102 AND hydro_simple_scenario_id = 1;
INSERT INTO switch.hydro_historical_monthly_capacity_factors (hydro_simple_scenario_id, generation_plant_id, year, month, hydro_min_flow_mw, hydro_avg_flow_mw) SELECT 21 as hydro_simple_scenario_id, 158030 as generation_plant_id, 2013 as year, month, hydro_min_flow_mw, hydro_avg_flow_mw FROM switch.hydro_historical_monthly_capacity_factors WHERE generation_plant_id = 1157631103 AND hydro_simple_scenario_id = 1;
INSERT INTO switch.hydro_historical_monthly_capacity_factors (hydro_simple_scenario_id, generation_plant_id, year, month, hydro_min_flow_mw, hydro_avg_flow_mw) SELECT 21 as hydro_simple_scenario_id, 158034 as generation_plant_id, 2013 as year, month, hydro_min_flow_mw, hydro_avg_flow_mw FROM switch.hydro_historical_monthly_capacity_factors WHERE generation_plant_id = 1157631107 AND hydro_simple_scenario_id = 1;
INSERT INTO switch.hydro_historical_monthly_capacity_factors (hydro_simple_scenario_id, generation_plant_id, year, month, hydro_min_flow_mw, hydro_avg_flow_mw) SELECT 21 as hydro_simple_scenario_id, 158036 as generation_plant_id, 2013 as year, month, hydro_min_flow_mw, hydro_avg_flow_mw FROM switch.hydro_historical_monthly_capacity_factors WHERE generation_plant_id = 1157631109 AND hydro_simple_scenario_id = 1;
INSERT INTO switch.hydro_historical_monthly_capacity_factors (hydro_simple_scenario_id, generation_plant_id, year, month, hydro_min_flow_mw, hydro_avg_flow_mw) SELECT 21 as hydro_simple_scenario_id, 158037 as generation_plant_id, 2013 as year, month, hydro_min_flow_mw, hydro_avg_flow_mw FROM switch.hydro_historical_monthly_capacity_factors WHERE generation_plant_id = 1157631110 AND hydro_simple_scenario_id = 1;
INSERT INTO switch.hydro_historical_monthly_capacity_factors (hydro_simple_scenario_id, generation_plant_id, year, month, hydro_min_flow_mw, hydro_avg_flow_mw) SELECT 21 as hydro_simple_scenario_id, 158039 as generation_plant_id, 2013 as year, month, hydro_min_flow_mw, hydro_avg_flow_mw FROM switch.hydro_historical_monthly_capacity_factors WHERE generation_plant_id = 1157631112 AND hydro_simple_scenario_id = 1;
INSERT INTO switch.hydro_historical_monthly_capacity_factors (hydro_simple_scenario_id, generation_plant_id, year, month, hydro_min_flow_mw, hydro_avg_flow_mw) SELECT 21 as hydro_simple_scenario_id, 158038 as generation_plant_id, 2013 as year, month, hydro_min_flow_mw, hydro_avg_flow_mw FROM switch.hydro_historical_monthly_capacity_factors WHERE generation_plant_id = 1157631111 AND hydro_simple_scenario_id = 1;
INSERT INTO switch.hydro_historical_monthly_capacity_factors (hydro_simple_scenario_id, generation_plant_id, year, month, hydro_min_flow_mw, hydro_avg_flow_mw) SELECT 21 as hydro_simple_scenario_id, 158027 as generation_plant_id, 2013 as year, month, hydro_min_flow_mw, hydro_avg_flow_mw FROM switch.hydro_historical_monthly_capacity_factors WHERE generation_plant_id = 1157631100 AND hydro_simple_scenario_id = 1;
INSERT INTO switch.hydro_historical_monthly_capacity_factors (hydro_simple_scenario_id, generation_plant_id, year, month, hydro_min_flow_mw, hydro_avg_flow_mw) SELECT 21 as hydro_simple_scenario_id, 158035 as generation_plant_id, 2013 as year, month, hydro_min_flow_mw, hydro_avg_flow_mw FROM switch.hydro_historical_monthly_capacity_factors WHERE generation_plant_id = 1157631108 AND hydro_simple_scenario_id = 1;
INSERT INTO switch.hydro_historical_monthly_capacity_factors (hydro_simple_scenario_id, generation_plant_id, year, month, hydro_min_flow_mw, hydro_avg_flow_mw) SELECT 21 as hydro_simple_scenario_id, 158033 as generation_plant_id, 2013 as year, month, hydro_min_flow_mw, hydro_avg_flow_mw FROM switch.hydro_historical_monthly_capacity_factors WHERE generation_plant_id = 1157631106 AND hydro_simple_scenario_id = 1;
INSERT INTO switch.hydro_historical_monthly_capacity_factors (hydro_simple_scenario_id, generation_plant_id, year, month, hydro_min_flow_mw, hydro_avg_flow_mw) SELECT 21 as hydro_simple_scenario_id, 158032 as generation_plant_id, 2013 as year, month, hydro_min_flow_mw, hydro_avg_flow_mw FROM switch.hydro_historical_monthly_capacity_factors WHERE generation_plant_id = 1157631105 AND hydro_simple_scenario_id = 1;
INSERT INTO switch.hydro_historical_monthly_capacity_factors (hydro_simple_scenario_id, generation_plant_id, year, month, hydro_min_flow_mw, hydro_avg_flow_mw) SELECT 21 as hydro_simple_scenario_id, 157862 as generation_plant_id, 2013 as year, month, hydro_min_flow_mw, hydro_avg_flow_mw FROM switch.hydro_historical_monthly_capacity_factors WHERE generation_plant_id = 5000846 AND hydro_simple_scenario_id = 1;
INSERT INTO switch.hydro_historical_monthly_capacity_factors (hydro_simple_scenario_id, generation_plant_id, year, month, hydro_min_flow_mw, hydro_avg_flow_mw) SELECT 21 as hydro_simple_scenario_id, 157831 as generation_plant_id, 2013 as year, month, hydro_min_flow_mw, hydro_avg_flow_mw FROM switch.hydro_historical_monthly_capacity_factors WHERE generation_plant_id = 5000815 AND hydro_simple_scenario_id = 1;
INSERT INTO switch.hydro_historical_monthly_capacity_factors (hydro_simple_scenario_id, generation_plant_id, year, month, hydro_min_flow_mw, hydro_avg_flow_mw) SELECT 21 as hydro_simple_scenario_id, 157863 as generation_plant_id, 2013 as year, month, hydro_min_flow_mw, hydro_avg_flow_mw FROM switch.hydro_historical_monthly_capacity_factors WHERE generation_plant_id = 5000847 AND hydro_simple_scenario_id = 1;
INSERT INTO switch.hydro_historical_monthly_capacity_factors (hydro_simple_scenario_id, generation_plant_id, year, month, hydro_min_flow_mw, hydro_avg_flow_mw) SELECT 21 as hydro_simple_scenario_id, 157864 as generation_plant_id, 2013 as year, month, hydro_min_flow_mw, hydro_avg_flow_mw FROM switch.hydro_historical_monthly_capacity_factors WHERE generation_plant_id = 5000848 AND hydro_simple_scenario_id = 1;
INSERT INTO switch.hydro_historical_monthly_capacity_factors (hydro_simple_scenario_id, generation_plant_id, year, month, hydro_min_flow_mw, hydro_avg_flow_mw) SELECT 21 as hydro_simple_scenario_id, 157865 as generation_plant_id, 2013 as year, month, hydro_min_flow_mw, hydro_avg_flow_mw FROM switch.hydro_historical_monthly_capacity_factors WHERE generation_plant_id = 5000849 AND hydro_simple_scenario_id = 1;
INSERT INTO switch.hydro_historical_monthly_capacity_factors (hydro_simple_scenario_id, generation_plant_id, year, month, hydro_min_flow_mw, hydro_avg_flow_mw) SELECT 21 as hydro_simple_scenario_id, 157866 as generation_plant_id, 2013 as year, month, hydro_min_flow_mw, hydro_avg_flow_mw FROM switch.hydro_historical_monthly_capacity_factors WHERE generation_plant_id = 5000850 AND hydro_simple_scenario_id = 1;
INSERT INTO switch.hydro_historical_monthly_capacity_factors (hydro_simple_scenario_id, generation_plant_id, year, month, hydro_min_flow_mw, hydro_avg_flow_mw) SELECT 21 as hydro_simple_scenario_id, 157993 as generation_plant_id, 2013 as year, month, hydro_min_flow_mw, hydro_avg_flow_mw FROM switch.hydro_historical_monthly_capacity_factors WHERE generation_plant_id = 1157631066 AND hydro_simple_scenario_id = 1;
INSERT INTO switch.hydro_historical_monthly_capacity_factors (hydro_simple_scenario_id, generation_plant_id, year, month, hydro_min_flow_mw, hydro_avg_flow_mw) SELECT 21 as hydro_simple_scenario_id, 157995 as generation_plant_id, 2013 as year, month, hydro_min_flow_mw, hydro_avg_flow_mw FROM switch.hydro_historical_monthly_capacity_factors WHERE generation_plant_id = 1157631068 AND hydro_simple_scenario_id = 1;
INSERT INTO switch.hydro_historical_monthly_capacity_factors (hydro_simple_scenario_id, generation_plant_id, year, month, hydro_min_flow_mw, hydro_avg_flow_mw) SELECT 21 as hydro_simple_scenario_id, 157867 as generation_plant_id, 2013 as year, month, hydro_min_flow_mw, hydro_avg_flow_mw FROM switch.hydro_historical_monthly_capacity_factors WHERE generation_plant_id = 5000851 AND hydro_simple_scenario_id = 1;
INSERT INTO switch.hydro_historical_monthly_capacity_factors (hydro_simple_scenario_id, generation_plant_id, year, month, hydro_min_flow_mw, hydro_avg_flow_mw) SELECT 21 as hydro_simple_scenario_id, 158006 as generation_plant_id, 2013 as year, month, hydro_min_flow_mw, hydro_avg_flow_mw FROM switch.hydro_historical_monthly_capacity_factors WHERE generation_plant_id = 1157631079 AND hydro_simple_scenario_id = 1;
INSERT INTO switch.hydro_historical_monthly_capacity_factors (hydro_simple_scenario_id, generation_plant_id, year, month, hydro_min_flow_mw, hydro_avg_flow_mw) SELECT 21 as hydro_simple_scenario_id, 157868 as generation_plant_id, 2013 as year, month, hydro_min_flow_mw, hydro_avg_flow_mw FROM switch.hydro_historical_monthly_capacity_factors WHERE generation_plant_id = 5000852 AND hydro_simple_scenario_id = 1;
INSERT INTO switch.hydro_historical_monthly_capacity_factors (hydro_simple_scenario_id, generation_plant_id, year, month, hydro_min_flow_mw, hydro_avg_flow_mw) SELECT 21 as hydro_simple_scenario_id, 157832 as generation_plant_id, 2013 as year, month, hydro_min_flow_mw, hydro_avg_flow_mw FROM switch.hydro_historical_monthly_capacity_factors WHERE generation_plant_id = 5000816 AND hydro_simple_scenario_id = 1;
INSERT INTO switch.hydro_historical_monthly_capacity_factors (hydro_simple_scenario_id, generation_plant_id, year, month, hydro_min_flow_mw, hydro_avg_flow_mw) SELECT 21 as hydro_simple_scenario_id, 157869 as generation_plant_id, 2013 as year, month, hydro_min_flow_mw, hydro_avg_flow_mw FROM switch.hydro_historical_monthly_capacity_factors WHERE generation_plant_id = 5000853 AND hydro_simple_scenario_id = 1;
INSERT INTO switch.hydro_historical_monthly_capacity_factors (hydro_simple_scenario_id, generation_plant_id, year, month, hydro_min_flow_mw, hydro_avg_flow_mw) SELECT 21 as hydro_simple_scenario_id, 157870 as generation_plant_id, 2013 as year, month, hydro_min_flow_mw, hydro_avg_flow_mw FROM switch.hydro_historical_monthly_capacity_factors WHERE generation_plant_id = 5000854 AND hydro_simple_scenario_id = 1;
INSERT INTO switch.hydro_historical_monthly_capacity_factors (hydro_simple_scenario_id, generation_plant_id, year, month, hydro_min_flow_mw, hydro_avg_flow_mw) SELECT 21 as hydro_simple_scenario_id, 157957 as generation_plant_id, 2013 as year, month, hydro_min_flow_mw, hydro_avg_flow_mw FROM switch.hydro_historical_monthly_capacity_factors WHERE generation_plant_id = 1157631030 AND hydro_simple_scenario_id = 1;
INSERT INTO switch.hydro_historical_monthly_capacity_factors (hydro_simple_scenario_id, generation_plant_id, year, month, hydro_min_flow_mw, hydro_avg_flow_mw) SELECT 21 as hydro_simple_scenario_id, 157954 as generation_plant_id, 2013 as year, month, hydro_min_flow_mw, hydro_avg_flow_mw FROM switch.hydro_historical_monthly_capacity_factors WHERE generation_plant_id = 1157631027 AND hydro_simple_scenario_id = 1;
INSERT INTO switch.hydro_historical_monthly_capacity_factors (hydro_simple_scenario_id, generation_plant_id, year, month, hydro_min_flow_mw, hydro_avg_flow_mw) SELECT 21 as hydro_simple_scenario_id, 157953 as generation_plant_id, 2013 as year, month, hydro_min_flow_mw, hydro_avg_flow_mw FROM switch.hydro_historical_monthly_capacity_factors WHERE generation_plant_id = 1157631026 AND hydro_simple_scenario_id = 1;
INSERT INTO switch.hydro_historical_monthly_capacity_factors (hydro_simple_scenario_id, generation_plant_id, year, month, hydro_min_flow_mw, hydro_avg_flow_mw) SELECT 21 as hydro_simple_scenario_id, 157871 as generation_plant_id, 2013 as year, month, hydro_min_flow_mw, hydro_avg_flow_mw FROM switch.hydro_historical_monthly_capacity_factors WHERE generation_plant_id = 5000855 AND hydro_simple_scenario_id = 1;
INSERT INTO switch.hydro_historical_monthly_capacity_factors (hydro_simple_scenario_id, generation_plant_id, year, month, hydro_min_flow_mw, hydro_avg_flow_mw) SELECT 21 as hydro_simple_scenario_id, 157872 as generation_plant_id, 2013 as year, month, hydro_min_flow_mw, hydro_avg_flow_mw FROM switch.hydro_historical_monthly_capacity_factors WHERE generation_plant_id = 5000856 AND hydro_simple_scenario_id = 1;
INSERT INTO switch.hydro_historical_monthly_capacity_factors (hydro_simple_scenario_id, generation_plant_id, year, month, hydro_min_flow_mw, hydro_avg_flow_mw) SELECT 21 as hydro_simple_scenario_id, 157873 as generation_plant_id, 2013 as year, month, hydro_min_flow_mw, hydro_avg_flow_mw FROM switch.hydro_historical_monthly_capacity_factors WHERE generation_plant_id = 5000857 AND hydro_simple_scenario_id = 1;
INSERT INTO switch.hydro_historical_monthly_capacity_factors (hydro_simple_scenario_id, generation_plant_id, year, month, hydro_min_flow_mw, hydro_avg_flow_mw) SELECT 21 as hydro_simple_scenario_id, 158045 as generation_plant_id, 2013 as year, month, hydro_min_flow_mw, hydro_avg_flow_mw FROM switch.hydro_historical_monthly_capacity_factors WHERE generation_plant_id = 1157631118 AND hydro_simple_scenario_id = 1;
INSERT INTO switch.hydro_historical_monthly_capacity_factors (hydro_simple_scenario_id, generation_plant_id, year, month, hydro_min_flow_mw, hydro_avg_flow_mw) SELECT 21 as hydro_simple_scenario_id, 157992 as generation_plant_id, 2013 as year, month, hydro_min_flow_mw, hydro_avg_flow_mw FROM switch.hydro_historical_monthly_capacity_factors WHERE generation_plant_id = 1157631065 AND hydro_simple_scenario_id = 1;
INSERT INTO switch.hydro_historical_monthly_capacity_factors (hydro_simple_scenario_id, generation_plant_id, year, month, hydro_min_flow_mw, hydro_avg_flow_mw) SELECT 21 as hydro_simple_scenario_id, 158025 as generation_plant_id, 2013 as year, month, hydro_min_flow_mw, hydro_avg_flow_mw FROM switch.hydro_historical_monthly_capacity_factors WHERE generation_plant_id = 1157631098 AND hydro_simple_scenario_id = 1;
INSERT INTO switch.hydro_historical_monthly_capacity_factors (hydro_simple_scenario_id, generation_plant_id, year, month, hydro_min_flow_mw, hydro_avg_flow_mw) SELECT 21 as hydro_simple_scenario_id, 157994 as generation_plant_id, 2013 as year, month, hydro_min_flow_mw, hydro_avg_flow_mw FROM switch.hydro_historical_monthly_capacity_factors WHERE generation_plant_id = 1157631067 AND hydro_simple_scenario_id = 1;
INSERT INTO switch.hydro_historical_monthly_capacity_factors (hydro_simple_scenario_id, generation_plant_id, year, month, hydro_min_flow_mw, hydro_avg_flow_mw) SELECT 21 as hydro_simple_scenario_id, 157986 as generation_plant_id, 2013 as year, month, hydro_min_flow_mw, hydro_avg_flow_mw FROM switch.hydro_historical_monthly_capacity_factors WHERE generation_plant_id = 1157631059 AND hydro_simple_scenario_id = 1;
INSERT INTO switch.hydro_historical_monthly_capacity_factors (hydro_simple_scenario_id, generation_plant_id, year, month, hydro_min_flow_mw, hydro_avg_flow_mw) SELECT 21 as hydro_simple_scenario_id, 157874 as generation_plant_id, 2013 as year, month, hydro_min_flow_mw, hydro_avg_flow_mw FROM switch.hydro_historical_monthly_capacity_factors WHERE generation_plant_id = 5000858 AND hydro_simple_scenario_id = 1;
INSERT INTO switch.hydro_historical_monthly_capacity_factors (hydro_simple_scenario_id, generation_plant_id, year, month, hydro_min_flow_mw, hydro_avg_flow_mw) SELECT 21 as hydro_simple_scenario_id, 157875 as generation_plant_id, 2013 as year, month, hydro_min_flow_mw, hydro_avg_flow_mw FROM switch.hydro_historical_monthly_capacity_factors WHERE generation_plant_id = 5000859 AND hydro_simple_scenario_id = 1;
INSERT INTO switch.hydro_historical_monthly_capacity_factors (hydro_simple_scenario_id, generation_plant_id, year, month, hydro_min_flow_mw, hydro_avg_flow_mw) SELECT 21 as hydro_simple_scenario_id, 157876 as generation_plant_id, 2013 as year, month, hydro_min_flow_mw, hydro_avg_flow_mw FROM switch.hydro_historical_monthly_capacity_factors WHERE generation_plant_id = 5000860 AND hydro_simple_scenario_id = 1;
INSERT INTO switch.hydro_historical_monthly_capacity_factors (hydro_simple_scenario_id, generation_plant_id, year, month, hydro_min_flow_mw, hydro_avg_flow_mw) SELECT 21 as hydro_simple_scenario_id, 158021 as generation_plant_id, 2013 as year, month, hydro_min_flow_mw, hydro_avg_flow_mw FROM switch.hydro_historical_monthly_capacity_factors WHERE generation_plant_id = 1157631094 AND hydro_simple_scenario_id = 1;
INSERT INTO switch.hydro_historical_monthly_capacity_factors (hydro_simple_scenario_id, generation_plant_id, year, month, hydro_min_flow_mw, hydro_avg_flow_mw) SELECT 21 as hydro_simple_scenario_id, 158026 as generation_plant_id, 2013 as year, month, hydro_min_flow_mw, hydro_avg_flow_mw FROM switch.hydro_historical_monthly_capacity_factors WHERE generation_plant_id = 1157631099 AND hydro_simple_scenario_id = 1;
INSERT INTO switch.hydro_historical_monthly_capacity_factors (hydro_simple_scenario_id, generation_plant_id, year, month, hydro_min_flow_mw, hydro_avg_flow_mw) SELECT 21 as hydro_simple_scenario_id, 158022 as generation_plant_id, 2013 as year, month, hydro_min_flow_mw, hydro_avg_flow_mw FROM switch.hydro_historical_monthly_capacity_factors WHERE generation_plant_id = 1157631095 AND hydro_simple_scenario_id = 1;
INSERT INTO switch.hydro_historical_monthly_capacity_factors (hydro_simple_scenario_id, generation_plant_id, year, month, hydro_min_flow_mw, hydro_avg_flow_mw) SELECT 21 as hydro_simple_scenario_id, 157877 as generation_plant_id, 2013 as year, month, hydro_min_flow_mw, hydro_avg_flow_mw FROM switch.hydro_historical_monthly_capacity_factors WHERE generation_plant_id = 5000861 AND hydro_simple_scenario_id = 1;
INSERT INTO switch.hydro_historical_monthly_capacity_factors (hydro_simple_scenario_id, generation_plant_id, year, month, hydro_min_flow_mw, hydro_avg_flow_mw) SELECT 21 as hydro_simple_scenario_id, 157948 as generation_plant_id, 2013 as year, month, hydro_min_flow_mw, hydro_avg_flow_mw FROM switch.hydro_historical_monthly_capacity_factors WHERE generation_plant_id = 1157631021 AND hydro_simple_scenario_id = 1;
INSERT INTO switch.hydro_historical_monthly_capacity_factors (hydro_simple_scenario_id, generation_plant_id, year, month, hydro_min_flow_mw, hydro_avg_flow_mw) SELECT 21 as hydro_simple_scenario_id, 157969 as generation_plant_id, 2013 as year, month, hydro_min_flow_mw, hydro_avg_flow_mw FROM switch.hydro_historical_monthly_capacity_factors WHERE generation_plant_id = 1157631042 AND hydro_simple_scenario_id = 1;
INSERT INTO switch.hydro_historical_monthly_capacity_factors (hydro_simple_scenario_id, generation_plant_id, year, month, hydro_min_flow_mw, hydro_avg_flow_mw) SELECT 21 as hydro_simple_scenario_id, 157973 as generation_plant_id, 2013 as year, month, hydro_min_flow_mw, hydro_avg_flow_mw FROM switch.hydro_historical_monthly_capacity_factors WHERE generation_plant_id = 1157631046 AND hydro_simple_scenario_id = 1;
INSERT INTO switch.hydro_historical_monthly_capacity_factors (hydro_simple_scenario_id, generation_plant_id, year, month, hydro_min_flow_mw, hydro_avg_flow_mw) SELECT 21 as hydro_simple_scenario_id, 157979 as generation_plant_id, 2013 as year, month, hydro_min_flow_mw, hydro_avg_flow_mw FROM switch.hydro_historical_monthly_capacity_factors WHERE generation_plant_id = 1157631052 AND hydro_simple_scenario_id = 1;
INSERT INTO switch.hydro_historical_monthly_capacity_factors (hydro_simple_scenario_id, generation_plant_id, year, month, hydro_min_flow_mw, hydro_avg_flow_mw) SELECT 21 as hydro_simple_scenario_id, 157833 as generation_plant_id, 2013 as year, month, hydro_min_flow_mw, hydro_avg_flow_mw FROM switch.hydro_historical_monthly_capacity_factors WHERE generation_plant_id = 5000817 AND hydro_simple_scenario_id = 1;
INSERT INTO switch.hydro_historical_monthly_capacity_factors (hydro_simple_scenario_id, generation_plant_id, year, month, hydro_min_flow_mw, hydro_avg_flow_mw) SELECT 21 as hydro_simple_scenario_id, 157878 as generation_plant_id, 2013 as year, month, hydro_min_flow_mw, hydro_avg_flow_mw FROM switch.hydro_historical_monthly_capacity_factors WHERE generation_plant_id = 5000862 AND hydro_simple_scenario_id = 1;
INSERT INTO switch.hydro_historical_monthly_capacity_factors (hydro_simple_scenario_id, generation_plant_id, year, month, hydro_min_flow_mw, hydro_avg_flow_mw) SELECT 21 as hydro_simple_scenario_id, 157834 as generation_plant_id, 2013 as year, month, hydro_min_flow_mw, hydro_avg_flow_mw FROM switch.hydro_historical_monthly_capacity_factors WHERE generation_plant_id = 5000818 AND hydro_simple_scenario_id = 1;
INSERT INTO switch.hydro_historical_monthly_capacity_factors (hydro_simple_scenario_id, generation_plant_id, year, month, hydro_min_flow_mw, hydro_avg_flow_mw) SELECT 21 as hydro_simple_scenario_id, 158057 as generation_plant_id, 2013 as year, month, hydro_min_flow_mw, hydro_avg_flow_mw FROM switch.hydro_historical_monthly_capacity_factors WHERE generation_plant_id = 1157631130 AND hydro_simple_scenario_id = 1;
INSERT INTO switch.hydro_historical_monthly_capacity_factors (hydro_simple_scenario_id, generation_plant_id, year, month, hydro_min_flow_mw, hydro_avg_flow_mw) SELECT 21 as hydro_simple_scenario_id, 157879 as generation_plant_id, 2013 as year, month, hydro_min_flow_mw, hydro_avg_flow_mw FROM switch.hydro_historical_monthly_capacity_factors WHERE generation_plant_id = 5000863 AND hydro_simple_scenario_id = 1;
INSERT INTO switch.hydro_historical_monthly_capacity_factors (hydro_simple_scenario_id, generation_plant_id, year, month, hydro_min_flow_mw, hydro_avg_flow_mw) SELECT 21 as hydro_simple_scenario_id, 157835 as generation_plant_id, 2013 as year, month, hydro_min_flow_mw, hydro_avg_flow_mw FROM switch.hydro_historical_monthly_capacity_factors WHERE generation_plant_id = 5000819 AND hydro_simple_scenario_id = 1;
INSERT INTO switch.hydro_historical_monthly_capacity_factors (hydro_simple_scenario_id, generation_plant_id, year, month, hydro_min_flow_mw, hydro_avg_flow_mw) SELECT 21 as hydro_simple_scenario_id, 157836 as generation_plant_id, 2013 as year, month, hydro_min_flow_mw, hydro_avg_flow_mw FROM switch.hydro_historical_monthly_capacity_factors WHERE generation_plant_id = 5000820 AND hydro_simple_scenario_id = 1;
INSERT INTO switch.hydro_historical_monthly_capacity_factors (hydro_simple_scenario_id, generation_plant_id, year, month, hydro_min_flow_mw, hydro_avg_flow_mw) SELECT 21 as hydro_simple_scenario_id, 157956 as generation_plant_id, 2013 as year, month, hydro_min_flow_mw, hydro_avg_flow_mw FROM switch.hydro_historical_monthly_capacity_factors WHERE generation_plant_id = 1157631029 AND hydro_simple_scenario_id = 1;
INSERT INTO switch.hydro_historical_monthly_capacity_factors (hydro_simple_scenario_id, generation_plant_id, year, month, hydro_min_flow_mw, hydro_avg_flow_mw) SELECT 21 as hydro_simple_scenario_id, 157951 as generation_plant_id, 2013 as year, month, hydro_min_flow_mw, hydro_avg_flow_mw FROM switch.hydro_historical_monthly_capacity_factors WHERE generation_plant_id = 1157631024 AND hydro_simple_scenario_id = 1;
INSERT INTO switch.hydro_historical_monthly_capacity_factors (hydro_simple_scenario_id, generation_plant_id, year, month, hydro_min_flow_mw, hydro_avg_flow_mw) SELECT 21 as hydro_simple_scenario_id, 157880 as generation_plant_id, 2013 as year, month, hydro_min_flow_mw, hydro_avg_flow_mw FROM switch.hydro_historical_monthly_capacity_factors WHERE generation_plant_id = 5000864 AND hydro_simple_scenario_id = 1;
INSERT INTO switch.hydro_historical_monthly_capacity_factors (hydro_simple_scenario_id, generation_plant_id, year, month, hydro_min_flow_mw, hydro_avg_flow_mw) SELECT 21 as hydro_simple_scenario_id, 157881 as generation_plant_id, 2013 as year, month, hydro_min_flow_mw, hydro_avg_flow_mw FROM switch.hydro_historical_monthly_capacity_factors WHERE generation_plant_id = 5000865 AND hydro_simple_scenario_id = 1;
INSERT INTO switch.hydro_historical_monthly_capacity_factors (hydro_simple_scenario_id, generation_plant_id, year, month, hydro_min_flow_mw, hydro_avg_flow_mw) SELECT 21 as hydro_simple_scenario_id, 157837 as generation_plant_id, 2013 as year, month, hydro_min_flow_mw, hydro_avg_flow_mw FROM switch.hydro_historical_monthly_capacity_factors WHERE generation_plant_id = 5000821 AND hydro_simple_scenario_id = 1;
INSERT INTO switch.hydro_historical_monthly_capacity_factors (hydro_simple_scenario_id, generation_plant_id, year, month, hydro_min_flow_mw, hydro_avg_flow_mw) SELECT 21 as hydro_simple_scenario_id, 157882 as generation_plant_id, 2013 as year, month, hydro_min_flow_mw, hydro_avg_flow_mw FROM switch.hydro_historical_monthly_capacity_factors WHERE generation_plant_id = 5000866 AND hydro_simple_scenario_id = 1;
INSERT INTO switch.hydro_historical_monthly_capacity_factors (hydro_simple_scenario_id, generation_plant_id, year, month, hydro_min_flow_mw, hydro_avg_flow_mw) SELECT 21 as hydro_simple_scenario_id, 157968 as generation_plant_id, 2013 as year, month, hydro_min_flow_mw, hydro_avg_flow_mw FROM switch.hydro_historical_monthly_capacity_factors WHERE generation_plant_id = 1157631041 AND hydro_simple_scenario_id = 1;
INSERT INTO switch.hydro_historical_monthly_capacity_factors (hydro_simple_scenario_id, generation_plant_id, year, month, hydro_min_flow_mw, hydro_avg_flow_mw) SELECT 21 as hydro_simple_scenario_id, 157967 as generation_plant_id, 2013 as year, month, hydro_min_flow_mw, hydro_avg_flow_mw FROM switch.hydro_historical_monthly_capacity_factors WHERE generation_plant_id = 1157631040 AND hydro_simple_scenario_id = 1;
INSERT INTO switch.hydro_historical_monthly_capacity_factors (hydro_simple_scenario_id, generation_plant_id, year, month, hydro_min_flow_mw, hydro_avg_flow_mw) SELECT 21 as hydro_simple_scenario_id, 157883 as generation_plant_id, 2013 as year, month, hydro_min_flow_mw, hydro_avg_flow_mw FROM switch.hydro_historical_monthly_capacity_factors WHERE generation_plant_id = 5000867 AND hydro_simple_scenario_id = 1;
INSERT INTO switch.hydro_historical_monthly_capacity_factors (hydro_simple_scenario_id, generation_plant_id, year, month, hydro_min_flow_mw, hydro_avg_flow_mw) SELECT 21 as hydro_simple_scenario_id, 157887 as generation_plant_id, 2013 as year, month, hydro_min_flow_mw, hydro_avg_flow_mw FROM switch.hydro_historical_monthly_capacity_factors WHERE generation_plant_id = 5000871 AND hydro_simple_scenario_id = 1;
INSERT INTO switch.hydro_historical_monthly_capacity_factors (hydro_simple_scenario_id, generation_plant_id, year, month, hydro_min_flow_mw, hydro_avg_flow_mw) SELECT 21 as hydro_simple_scenario_id, 157885 as generation_plant_id, 2013 as year, month, hydro_min_flow_mw, hydro_avg_flow_mw FROM switch.hydro_historical_monthly_capacity_factors WHERE generation_plant_id = 5000869 AND hydro_simple_scenario_id = 1;
INSERT INTO switch.hydro_historical_monthly_capacity_factors (hydro_simple_scenario_id, generation_plant_id, year, month, hydro_min_flow_mw, hydro_avg_flow_mw) SELECT 21 as hydro_simple_scenario_id, 157884 as generation_plant_id, 2013 as year, month, hydro_min_flow_mw, hydro_avg_flow_mw FROM switch.hydro_historical_monthly_capacity_factors WHERE generation_plant_id = 5000868 AND hydro_simple_scenario_id = 1;
INSERT INTO switch.hydro_historical_monthly_capacity_factors (hydro_simple_scenario_id, generation_plant_id, year, month, hydro_min_flow_mw, hydro_avg_flow_mw) SELECT 21 as hydro_simple_scenario_id, 157886 as generation_plant_id, 2013 as year, month, hydro_min_flow_mw, hydro_avg_flow_mw FROM switch.hydro_historical_monthly_capacity_factors WHERE generation_plant_id = 5000870 AND hydro_simple_scenario_id = 1;
INSERT INTO switch.hydro_historical_monthly_capacity_factors (hydro_simple_scenario_id, generation_plant_id, year, month, hydro_min_flow_mw, hydro_avg_flow_mw) SELECT 21 as hydro_simple_scenario_id, 157946 as generation_plant_id, 2013 as year, month, hydro_min_flow_mw, hydro_avg_flow_mw FROM switch.hydro_historical_monthly_capacity_factors WHERE generation_plant_id = 1157631019 AND hydro_simple_scenario_id = 1;
INSERT INTO switch.hydro_historical_monthly_capacity_factors (hydro_simple_scenario_id, generation_plant_id, year, month, hydro_min_flow_mw, hydro_avg_flow_mw) SELECT 21 as hydro_simple_scenario_id, 157944 as generation_plant_id, 2013 as year, month, hydro_min_flow_mw, hydro_avg_flow_mw FROM switch.hydro_historical_monthly_capacity_factors WHERE generation_plant_id = 1157631017 AND hydro_simple_scenario_id = 1;
INSERT INTO switch.hydro_historical_monthly_capacity_factors (hydro_simple_scenario_id, generation_plant_id, year, month, hydro_min_flow_mw, hydro_avg_flow_mw) SELECT 21 as hydro_simple_scenario_id, 157888 as generation_plant_id, 2013 as year, month, hydro_min_flow_mw, hydro_avg_flow_mw FROM switch.hydro_historical_monthly_capacity_factors WHERE generation_plant_id = 5000872 AND hydro_simple_scenario_id = 1;
INSERT INTO switch.hydro_historical_monthly_capacity_factors (hydro_simple_scenario_id, generation_plant_id, year, month, hydro_min_flow_mw, hydro_avg_flow_mw) SELECT 21 as hydro_simple_scenario_id, 157889 as generation_plant_id, 2013 as year, month, hydro_min_flow_mw, hydro_avg_flow_mw FROM switch.hydro_historical_monthly_capacity_factors WHERE generation_plant_id = 5000873 AND hydro_simple_scenario_id = 1;
INSERT INTO switch.hydro_historical_monthly_capacity_factors (hydro_simple_scenario_id, generation_plant_id, year, month, hydro_min_flow_mw, hydro_avg_flow_mw) SELECT 21 as hydro_simple_scenario_id, 157991 as generation_plant_id, 2013 as year, month, hydro_min_flow_mw, hydro_avg_flow_mw FROM switch.hydro_historical_monthly_capacity_factors WHERE generation_plant_id = 1157631064 AND hydro_simple_scenario_id = 1;
INSERT INTO switch.hydro_historical_monthly_capacity_factors (hydro_simple_scenario_id, generation_plant_id, year, month, hydro_min_flow_mw, hydro_avg_flow_mw) SELECT 21 as hydro_simple_scenario_id, 158041 as generation_plant_id, 2013 as year, month, hydro_min_flow_mw, hydro_avg_flow_mw FROM switch.hydro_historical_monthly_capacity_factors WHERE generation_plant_id = 1157631114 AND hydro_simple_scenario_id = 1;
INSERT INTO switch.hydro_historical_monthly_capacity_factors (hydro_simple_scenario_id, generation_plant_id, year, month, hydro_min_flow_mw, hydro_avg_flow_mw) SELECT 21 as hydro_simple_scenario_id, 158042 as generation_plant_id, 2013 as year, month, hydro_min_flow_mw, hydro_avg_flow_mw FROM switch.hydro_historical_monthly_capacity_factors WHERE generation_plant_id = 1157631115 AND hydro_simple_scenario_id = 1;
INSERT INTO switch.hydro_historical_monthly_capacity_factors (hydro_simple_scenario_id, generation_plant_id, year, month, hydro_min_flow_mw, hydro_avg_flow_mw) SELECT 21 as hydro_simple_scenario_id, 157890 as generation_plant_id, 2013 as year, month, hydro_min_flow_mw, hydro_avg_flow_mw FROM switch.hydro_historical_monthly_capacity_factors WHERE generation_plant_id = 5000874 AND hydro_simple_scenario_id = 1;
INSERT INTO switch.hydro_historical_monthly_capacity_factors (hydro_simple_scenario_id, generation_plant_id, year, month, hydro_min_flow_mw, hydro_avg_flow_mw) SELECT 21 as hydro_simple_scenario_id, 157891 as generation_plant_id, 2013 as year, month, hydro_min_flow_mw, hydro_avg_flow_mw FROM switch.hydro_historical_monthly_capacity_factors WHERE generation_plant_id = 5000875 AND hydro_simple_scenario_id = 1;
INSERT INTO switch.hydro_historical_monthly_capacity_factors (hydro_simple_scenario_id, generation_plant_id, year, month, hydro_min_flow_mw, hydro_avg_flow_mw) SELECT 21 as hydro_simple_scenario_id, 157892 as generation_plant_id, 2013 as year, month, hydro_min_flow_mw, hydro_avg_flow_mw FROM switch.hydro_historical_monthly_capacity_factors WHERE generation_plant_id = 5000876 AND hydro_simple_scenario_id = 1;
INSERT INTO switch.hydro_historical_monthly_capacity_factors (hydro_simple_scenario_id, generation_plant_id, year, month, hydro_min_flow_mw, hydro_avg_flow_mw) SELECT 21 as hydro_simple_scenario_id, 157893 as generation_plant_id, 2013 as year, month, hydro_min_flow_mw, hydro_avg_flow_mw FROM switch.hydro_historical_monthly_capacity_factors WHERE generation_plant_id = 5000877 AND hydro_simple_scenario_id = 1;
INSERT INTO switch.hydro_historical_monthly_capacity_factors (hydro_simple_scenario_id, generation_plant_id, year, month, hydro_min_flow_mw, hydro_avg_flow_mw) SELECT 21 as hydro_simple_scenario_id, 158020 as generation_plant_id, 2013 as year, month, hydro_min_flow_mw, hydro_avg_flow_mw FROM switch.hydro_historical_monthly_capacity_factors WHERE generation_plant_id = 1157631093 AND hydro_simple_scenario_id = 1;
INSERT INTO switch.hydro_historical_monthly_capacity_factors (hydro_simple_scenario_id, generation_plant_id, year, month, hydro_min_flow_mw, hydro_avg_flow_mw) SELECT 21 as hydro_simple_scenario_id, 158024 as generation_plant_id, 2013 as year, month, hydro_min_flow_mw, hydro_avg_flow_mw FROM switch.hydro_historical_monthly_capacity_factors WHERE generation_plant_id = 1157631097 AND hydro_simple_scenario_id = 1;
INSERT INTO switch.hydro_historical_monthly_capacity_factors (hydro_simple_scenario_id, generation_plant_id, year, month, hydro_min_flow_mw, hydro_avg_flow_mw) SELECT 21 as hydro_simple_scenario_id, 158054 as generation_plant_id, 2013 as year, month, hydro_min_flow_mw, hydro_avg_flow_mw FROM switch.hydro_historical_monthly_capacity_factors WHERE generation_plant_id = 1157631127 AND hydro_simple_scenario_id = 1;
INSERT INTO switch.hydro_historical_monthly_capacity_factors (hydro_simple_scenario_id, generation_plant_id, year, month, hydro_min_flow_mw, hydro_avg_flow_mw) SELECT 21 as hydro_simple_scenario_id, 158058 as generation_plant_id, 2013 as year, month, hydro_min_flow_mw, hydro_avg_flow_mw FROM switch.hydro_historical_monthly_capacity_factors WHERE generation_plant_id = 1157631131 AND hydro_simple_scenario_id = 1;
INSERT INTO switch.hydro_historical_monthly_capacity_factors (hydro_simple_scenario_id, generation_plant_id, year, month, hydro_min_flow_mw, hydro_avg_flow_mw) SELECT 21 as hydro_simple_scenario_id, 157996 as generation_plant_id, 2013 as year, month, hydro_min_flow_mw, hydro_avg_flow_mw FROM switch.hydro_historical_monthly_capacity_factors WHERE generation_plant_id = 1157631069 AND hydro_simple_scenario_id = 1;
INSERT INTO switch.hydro_historical_monthly_capacity_factors (hydro_simple_scenario_id, generation_plant_id, year, month, hydro_min_flow_mw, hydro_avg_flow_mw) SELECT 21 as hydro_simple_scenario_id, 158001 as generation_plant_id, 2013 as year, month, hydro_min_flow_mw, hydro_avg_flow_mw FROM switch.hydro_historical_monthly_capacity_factors WHERE generation_plant_id = 1157631074 AND hydro_simple_scenario_id = 1;
INSERT INTO switch.hydro_historical_monthly_capacity_factors (hydro_simple_scenario_id, generation_plant_id, year, month, hydro_min_flow_mw, hydro_avg_flow_mw) SELECT 21 as hydro_simple_scenario_id, 157998 as generation_plant_id, 2013 as year, month, hydro_min_flow_mw, hydro_avg_flow_mw FROM switch.hydro_historical_monthly_capacity_factors WHERE generation_plant_id = 1157631071 AND hydro_simple_scenario_id = 1;
INSERT INTO switch.hydro_historical_monthly_capacity_factors (hydro_simple_scenario_id, generation_plant_id, year, month, hydro_min_flow_mw, hydro_avg_flow_mw) SELECT 21 as hydro_simple_scenario_id, 157999 as generation_plant_id, 2013 as year, month, hydro_min_flow_mw, hydro_avg_flow_mw FROM switch.hydro_historical_monthly_capacity_factors WHERE generation_plant_id = 1157631072 AND hydro_simple_scenario_id = 1;
INSERT INTO switch.hydro_historical_monthly_capacity_factors (hydro_simple_scenario_id, generation_plant_id, year, month, hydro_min_flow_mw, hydro_avg_flow_mw) SELECT 21 as hydro_simple_scenario_id, 157894 as generation_plant_id, 2013 as year, month, hydro_min_flow_mw, hydro_avg_flow_mw FROM switch.hydro_historical_monthly_capacity_factors WHERE generation_plant_id = 5000878 AND hydro_simple_scenario_id = 1;
INSERT INTO switch.hydro_historical_monthly_capacity_factors (hydro_simple_scenario_id, generation_plant_id, year, month, hydro_min_flow_mw, hydro_avg_flow_mw) SELECT 21 as hydro_simple_scenario_id, 157895 as generation_plant_id, 2013 as year, month, hydro_min_flow_mw, hydro_avg_flow_mw FROM switch.hydro_historical_monthly_capacity_factors WHERE generation_plant_id = 5000879 AND hydro_simple_scenario_id = 1;
INSERT INTO switch.hydro_historical_monthly_capacity_factors (hydro_simple_scenario_id, generation_plant_id, year, month, hydro_min_flow_mw, hydro_avg_flow_mw) SELECT 21 as hydro_simple_scenario_id, 158000 as generation_plant_id, 2013 as year, month, hydro_min_flow_mw, hydro_avg_flow_mw FROM switch.hydro_historical_monthly_capacity_factors WHERE generation_plant_id = 1157631073 AND hydro_simple_scenario_id = 1;
INSERT INTO switch.hydro_historical_monthly_capacity_factors (hydro_simple_scenario_id, generation_plant_id, year, month, hydro_min_flow_mw, hydro_avg_flow_mw) SELECT 21 as hydro_simple_scenario_id, 157896 as generation_plant_id, 2013 as year, month, hydro_min_flow_mw, hydro_avg_flow_mw FROM switch.hydro_historical_monthly_capacity_factors WHERE generation_plant_id = 5000880 AND hydro_simple_scenario_id = 1;
INSERT INTO switch.hydro_historical_monthly_capacity_factors (hydro_simple_scenario_id, generation_plant_id, year, month, hydro_min_flow_mw, hydro_avg_flow_mw) SELECT 21 as hydro_simple_scenario_id, 157897 as generation_plant_id, 2013 as year, month, hydro_min_flow_mw, hydro_avg_flow_mw FROM switch.hydro_historical_monthly_capacity_factors WHERE generation_plant_id = 5000881 AND hydro_simple_scenario_id = 1;
INSERT INTO switch.hydro_historical_monthly_capacity_factors (hydro_simple_scenario_id, generation_plant_id, year, month, hydro_min_flow_mw, hydro_avg_flow_mw) SELECT 21 as hydro_simple_scenario_id, 157983 as generation_plant_id, 2013 as year, month, hydro_min_flow_mw, hydro_avg_flow_mw FROM switch.hydro_historical_monthly_capacity_factors WHERE generation_plant_id = 1157631056 AND hydro_simple_scenario_id = 1;
INSERT INTO switch.hydro_historical_monthly_capacity_factors (hydro_simple_scenario_id, generation_plant_id, year, month, hydro_min_flow_mw, hydro_avg_flow_mw) SELECT 21 as hydro_simple_scenario_id, 157990 as generation_plant_id, 2013 as year, month, hydro_min_flow_mw, hydro_avg_flow_mw FROM switch.hydro_historical_monthly_capacity_factors WHERE generation_plant_id = 1157631063 AND hydro_simple_scenario_id = 1;
INSERT INTO switch.hydro_historical_monthly_capacity_factors (hydro_simple_scenario_id, generation_plant_id, year, month, hydro_min_flow_mw, hydro_avg_flow_mw) SELECT 21 as hydro_simple_scenario_id, 157898 as generation_plant_id, 2013 as year, month, hydro_min_flow_mw, hydro_avg_flow_mw FROM switch.hydro_historical_monthly_capacity_factors WHERE generation_plant_id = 5000882 AND hydro_simple_scenario_id = 1;
INSERT INTO switch.hydro_historical_monthly_capacity_factors (hydro_simple_scenario_id, generation_plant_id, year, month, hydro_min_flow_mw, hydro_avg_flow_mw) SELECT 21 as hydro_simple_scenario_id, 157899 as generation_plant_id, 2013 as year, month, hydro_min_flow_mw, hydro_avg_flow_mw FROM switch.hydro_historical_monthly_capacity_factors WHERE generation_plant_id = 5000883 AND hydro_simple_scenario_id = 1;
INSERT INTO switch.hydro_historical_monthly_capacity_factors (hydro_simple_scenario_id, generation_plant_id, year, month, hydro_min_flow_mw, hydro_avg_flow_mw) SELECT 21 as hydro_simple_scenario_id, 157900 as generation_plant_id, 2013 as year, month, hydro_min_flow_mw, hydro_avg_flow_mw FROM switch.hydro_historical_monthly_capacity_factors WHERE generation_plant_id = 5000884 AND hydro_simple_scenario_id = 1;
INSERT INTO switch.hydro_historical_monthly_capacity_factors (hydro_simple_scenario_id, generation_plant_id, year, month, hydro_min_flow_mw, hydro_avg_flow_mw) SELECT 21 as hydro_simple_scenario_id, 157943 as generation_plant_id, 2013 as year, month, hydro_min_flow_mw, hydro_avg_flow_mw FROM switch.hydro_historical_monthly_capacity_factors WHERE generation_plant_id = 1157631016 AND hydro_simple_scenario_id = 1;
INSERT INTO switch.hydro_historical_monthly_capacity_factors (hydro_simple_scenario_id, generation_plant_id, year, month, hydro_min_flow_mw, hydro_avg_flow_mw) SELECT 21 as hydro_simple_scenario_id, 157947 as generation_plant_id, 2013 as year, month, hydro_min_flow_mw, hydro_avg_flow_mw FROM switch.hydro_historical_monthly_capacity_factors WHERE generation_plant_id = 1157631020 AND hydro_simple_scenario_id = 1;
INSERT INTO switch.hydro_historical_monthly_capacity_factors (hydro_simple_scenario_id, generation_plant_id, year, month, hydro_min_flow_mw, hydro_avg_flow_mw) SELECT 21 as hydro_simple_scenario_id, 157988 as generation_plant_id, 2013 as year, month, hydro_min_flow_mw, hydro_avg_flow_mw FROM switch.hydro_historical_monthly_capacity_factors WHERE generation_plant_id = 1157631061 AND hydro_simple_scenario_id = 1;
INSERT INTO switch.hydro_historical_monthly_capacity_factors (hydro_simple_scenario_id, generation_plant_id, year, month, hydro_min_flow_mw, hydro_avg_flow_mw) SELECT 21 as hydro_simple_scenario_id, 157901 as generation_plant_id, 2013 as year, month, hydro_min_flow_mw, hydro_avg_flow_mw FROM switch.hydro_historical_monthly_capacity_factors WHERE generation_plant_id = 5000885 AND hydro_simple_scenario_id = 1;
INSERT INTO switch.hydro_historical_monthly_capacity_factors (hydro_simple_scenario_id, generation_plant_id, year, month, hydro_min_flow_mw, hydro_avg_flow_mw) SELECT 21 as hydro_simple_scenario_id, 157838 as generation_plant_id, 2013 as year, month, hydro_min_flow_mw, hydro_avg_flow_mw FROM switch.hydro_historical_monthly_capacity_factors WHERE generation_plant_id = 5000822 AND hydro_simple_scenario_id = 1;
INSERT INTO switch.hydro_historical_monthly_capacity_factors (hydro_simple_scenario_id, generation_plant_id, year, month, hydro_min_flow_mw, hydro_avg_flow_mw) SELECT 21 as hydro_simple_scenario_id, 157987 as generation_plant_id, 2013 as year, month, hydro_min_flow_mw, hydro_avg_flow_mw FROM switch.hydro_historical_monthly_capacity_factors WHERE generation_plant_id = 1157631060 AND hydro_simple_scenario_id = 1;
INSERT INTO switch.hydro_historical_monthly_capacity_factors (hydro_simple_scenario_id, generation_plant_id, year, month, hydro_min_flow_mw, hydro_avg_flow_mw) SELECT 21 as hydro_simple_scenario_id, 157985 as generation_plant_id, 2013 as year, month, hydro_min_flow_mw, hydro_avg_flow_mw FROM switch.hydro_historical_monthly_capacity_factors WHERE generation_plant_id = 1157631058 AND hydro_simple_scenario_id = 1;
INSERT INTO switch.hydro_historical_monthly_capacity_factors (hydro_simple_scenario_id, generation_plant_id, year, month, hydro_min_flow_mw, hydro_avg_flow_mw) SELECT 21 as hydro_simple_scenario_id, 158052 as generation_plant_id, 2013 as year, month, hydro_min_flow_mw, hydro_avg_flow_mw FROM switch.hydro_historical_monthly_capacity_factors WHERE generation_plant_id = 1157631125 AND hydro_simple_scenario_id = 1;
INSERT INTO switch.hydro_historical_monthly_capacity_factors (hydro_simple_scenario_id, generation_plant_id, year, month, hydro_min_flow_mw, hydro_avg_flow_mw) SELECT 21 as hydro_simple_scenario_id, 158053 as generation_plant_id, 2013 as year, month, hydro_min_flow_mw, hydro_avg_flow_mw FROM switch.hydro_historical_monthly_capacity_factors WHERE generation_plant_id = 1157631126 AND hydro_simple_scenario_id = 1;
INSERT INTO switch.hydro_historical_monthly_capacity_factors (hydro_simple_scenario_id, generation_plant_id, year, month, hydro_min_flow_mw, hydro_avg_flow_mw) SELECT 21 as hydro_simple_scenario_id, 158005 as generation_plant_id, 2013 as year, month, hydro_min_flow_mw, hydro_avg_flow_mw FROM switch.hydro_historical_monthly_capacity_factors WHERE generation_plant_id = 1157631078 AND hydro_simple_scenario_id = 1;
INSERT INTO switch.hydro_historical_monthly_capacity_factors (hydro_simple_scenario_id, generation_plant_id, year, month, hydro_min_flow_mw, hydro_avg_flow_mw) SELECT 21 as hydro_simple_scenario_id, 158003 as generation_plant_id, 2013 as year, month, hydro_min_flow_mw, hydro_avg_flow_mw FROM switch.hydro_historical_monthly_capacity_factors WHERE generation_plant_id = 1157631076 AND hydro_simple_scenario_id = 1;
INSERT INTO switch.hydro_historical_monthly_capacity_factors (hydro_simple_scenario_id, generation_plant_id, year, month, hydro_min_flow_mw, hydro_avg_flow_mw) SELECT 21 as hydro_simple_scenario_id, 157984 as generation_plant_id, 2013 as year, month, hydro_min_flow_mw, hydro_avg_flow_mw FROM switch.hydro_historical_monthly_capacity_factors WHERE generation_plant_id = 1157631057 AND hydro_simple_scenario_id = 1;
INSERT INTO switch.hydro_historical_monthly_capacity_factors (hydro_simple_scenario_id, generation_plant_id, year, month, hydro_min_flow_mw, hydro_avg_flow_mw) SELECT 21 as hydro_simple_scenario_id, 157902 as generation_plant_id, 2013 as year, month, hydro_min_flow_mw, hydro_avg_flow_mw FROM switch.hydro_historical_monthly_capacity_factors WHERE generation_plant_id = 5000886 AND hydro_simple_scenario_id = 1;
INSERT INTO switch.hydro_historical_monthly_capacity_factors (hydro_simple_scenario_id, generation_plant_id, year, month, hydro_min_flow_mw, hydro_avg_flow_mw) SELECT 21 as hydro_simple_scenario_id, 157903 as generation_plant_id, 2013 as year, month, hydro_min_flow_mw, hydro_avg_flow_mw FROM switch.hydro_historical_monthly_capacity_factors WHERE generation_plant_id = 5000887 AND hydro_simple_scenario_id = 1;
INSERT INTO switch.hydro_historical_monthly_capacity_factors (hydro_simple_scenario_id, generation_plant_id, year, month, hydro_min_flow_mw, hydro_avg_flow_mw) SELECT 21 as hydro_simple_scenario_id, 157955 as generation_plant_id, 2013 as year, month, hydro_min_flow_mw, hydro_avg_flow_mw FROM switch.hydro_historical_monthly_capacity_factors WHERE generation_plant_id = 1157631028 AND hydro_simple_scenario_id = 1;
INSERT INTO switch.hydro_historical_monthly_capacity_factors (hydro_simple_scenario_id, generation_plant_id, year, month, hydro_min_flow_mw, hydro_avg_flow_mw) SELECT 21 as hydro_simple_scenario_id, 157839 as generation_plant_id, 2013 as year, month, hydro_min_flow_mw, hydro_avg_flow_mw FROM switch.hydro_historical_monthly_capacity_factors WHERE generation_plant_id = 5000823 AND hydro_simple_scenario_id = 1;
INSERT INTO switch.hydro_historical_monthly_capacity_factors (hydro_simple_scenario_id, generation_plant_id, year, month, hydro_min_flow_mw, hydro_avg_flow_mw) SELECT 21 as hydro_simple_scenario_id, 157904 as generation_plant_id, 2013 as year, month, hydro_min_flow_mw, hydro_avg_flow_mw FROM switch.hydro_historical_monthly_capacity_factors WHERE generation_plant_id = 5000888 AND hydro_simple_scenario_id = 1;
INSERT INTO switch.hydro_historical_monthly_capacity_factors (hydro_simple_scenario_id, generation_plant_id, year, month, hydro_min_flow_mw, hydro_avg_flow_mw) SELECT 21 as hydro_simple_scenario_id, 158023 as generation_plant_id, 2013 as year, month, hydro_min_flow_mw, hydro_avg_flow_mw FROM switch.hydro_historical_monthly_capacity_factors WHERE generation_plant_id = 1157631096 AND hydro_simple_scenario_id = 1;
INSERT INTO switch.hydro_historical_monthly_capacity_factors (hydro_simple_scenario_id, generation_plant_id, year, month, hydro_min_flow_mw, hydro_avg_flow_mw) SELECT 21 as hydro_simple_scenario_id, 157989 as generation_plant_id, 2013 as year, month, hydro_min_flow_mw, hydro_avg_flow_mw FROM switch.hydro_historical_monthly_capacity_factors WHERE generation_plant_id = 1157631062 AND hydro_simple_scenario_id = 1;
INSERT INTO switch.hydro_historical_monthly_capacity_factors (hydro_simple_scenario_id, generation_plant_id, year, month, hydro_min_flow_mw, hydro_avg_flow_mw) SELECT 21 as hydro_simple_scenario_id, 157905 as generation_plant_id, 2013 as year, month, hydro_min_flow_mw, hydro_avg_flow_mw FROM switch.hydro_historical_monthly_capacity_factors WHERE generation_plant_id = 5000889 AND hydro_simple_scenario_id = 1;
INSERT INTO switch.hydro_historical_monthly_capacity_factors (hydro_simple_scenario_id, generation_plant_id, year, month, hydro_min_flow_mw, hydro_avg_flow_mw) SELECT 21 as hydro_simple_scenario_id, 157906 as generation_plant_id, 2013 as year, month, hydro_min_flow_mw, hydro_avg_flow_mw FROM switch.hydro_historical_monthly_capacity_factors WHERE generation_plant_id = 5000890 AND hydro_simple_scenario_id = 1;
INSERT INTO switch.hydro_historical_monthly_capacity_factors (hydro_simple_scenario_id, generation_plant_id, year, month, hydro_min_flow_mw, hydro_avg_flow_mw) SELECT 21 as hydro_simple_scenario_id, 157907 as generation_plant_id, 2013 as year, month, hydro_min_flow_mw, hydro_avg_flow_mw FROM switch.hydro_historical_monthly_capacity_factors WHERE generation_plant_id = 5000891 AND hydro_simple_scenario_id = 1;
INSERT INTO switch.hydro_historical_monthly_capacity_factors (hydro_simple_scenario_id, generation_plant_id, year, month, hydro_min_flow_mw, hydro_avg_flow_mw) SELECT 21 as hydro_simple_scenario_id, 157908 as generation_plant_id, 2013 as year, month, hydro_min_flow_mw, hydro_avg_flow_mw FROM switch.hydro_historical_monthly_capacity_factors WHERE generation_plant_id = 5000892 AND hydro_simple_scenario_id = 1;
INSERT INTO switch.hydro_historical_monthly_capacity_factors (hydro_simple_scenario_id, generation_plant_id, year, month, hydro_min_flow_mw, hydro_avg_flow_mw) SELECT 21 as hydro_simple_scenario_id, 158011 as generation_plant_id, 2013 as year, month, hydro_min_flow_mw, hydro_avg_flow_mw FROM switch.hydro_historical_monthly_capacity_factors WHERE generation_plant_id = 1157631084 AND hydro_simple_scenario_id = 1;
INSERT INTO switch.hydro_historical_monthly_capacity_factors (hydro_simple_scenario_id, generation_plant_id, year, month, hydro_min_flow_mw, hydro_avg_flow_mw) SELECT 21 as hydro_simple_scenario_id, 158013 as generation_plant_id, 2013 as year, month, hydro_min_flow_mw, hydro_avg_flow_mw FROM switch.hydro_historical_monthly_capacity_factors WHERE generation_plant_id = 1157631086 AND hydro_simple_scenario_id = 1;
INSERT INTO switch.hydro_historical_monthly_capacity_factors (hydro_simple_scenario_id, generation_plant_id, year, month, hydro_min_flow_mw, hydro_avg_flow_mw) SELECT 21 as hydro_simple_scenario_id, 157840 as generation_plant_id, 2013 as year, month, hydro_min_flow_mw, hydro_avg_flow_mw FROM switch.hydro_historical_monthly_capacity_factors WHERE generation_plant_id = 5000824 AND hydro_simple_scenario_id = 1;
INSERT INTO switch.hydro_historical_monthly_capacity_factors (hydro_simple_scenario_id, generation_plant_id, year, month, hydro_min_flow_mw, hydro_avg_flow_mw) SELECT 21 as hydro_simple_scenario_id, 158012 as generation_plant_id, 2013 as year, month, hydro_min_flow_mw, hydro_avg_flow_mw FROM switch.hydro_historical_monthly_capacity_factors WHERE generation_plant_id = 1157631085 AND hydro_simple_scenario_id = 1;
INSERT INTO switch.hydro_historical_monthly_capacity_factors (hydro_simple_scenario_id, generation_plant_id, year, month, hydro_min_flow_mw, hydro_avg_flow_mw) SELECT 21 as hydro_simple_scenario_id, 157909 as generation_plant_id, 2013 as year, month, hydro_min_flow_mw, hydro_avg_flow_mw FROM switch.hydro_historical_monthly_capacity_factors WHERE generation_plant_id = 5000893 AND hydro_simple_scenario_id = 1;
INSERT INTO switch.hydro_historical_monthly_capacity_factors (hydro_simple_scenario_id, generation_plant_id, year, month, hydro_min_flow_mw, hydro_avg_flow_mw) SELECT 21 as hydro_simple_scenario_id, 158002 as generation_plant_id, 2013 as year, month, hydro_min_flow_mw, hydro_avg_flow_mw FROM switch.hydro_historical_monthly_capacity_factors WHERE generation_plant_id = 1157631075 AND hydro_simple_scenario_id = 1;
INSERT INTO switch.hydro_historical_monthly_capacity_factors (hydro_simple_scenario_id, generation_plant_id, year, month, hydro_min_flow_mw, hydro_avg_flow_mw) SELECT 21 as hydro_simple_scenario_id, 157841 as generation_plant_id, 2013 as year, month, hydro_min_flow_mw, hydro_avg_flow_mw FROM switch.hydro_historical_monthly_capacity_factors WHERE generation_plant_id = 5000825 AND hydro_simple_scenario_id = 1;
INSERT INTO switch.hydro_historical_monthly_capacity_factors (hydro_simple_scenario_id, generation_plant_id, year, month, hydro_min_flow_mw, hydro_avg_flow_mw) SELECT 21 as hydro_simple_scenario_id, 157997 as generation_plant_id, 2013 as year, month, hydro_min_flow_mw, hydro_avg_flow_mw FROM switch.hydro_historical_monthly_capacity_factors WHERE generation_plant_id = 1157631070 AND hydro_simple_scenario_id = 1;
INSERT INTO switch.hydro_historical_monthly_capacity_factors (hydro_simple_scenario_id, generation_plant_id, year, month, hydro_min_flow_mw, hydro_avg_flow_mw) SELECT 21 as hydro_simple_scenario_id, 158004 as generation_plant_id, 2013 as year, month, hydro_min_flow_mw, hydro_avg_flow_mw FROM switch.hydro_historical_monthly_capacity_factors WHERE generation_plant_id = 1157631077 AND hydro_simple_scenario_id = 1;
INSERT INTO switch.hydro_historical_monthly_capacity_factors (hydro_simple_scenario_id, generation_plant_id, year, month, hydro_min_flow_mw, hydro_avg_flow_mw) SELECT 21 as hydro_simple_scenario_id, 157910 as generation_plant_id, 2013 as year, month, hydro_min_flow_mw, hydro_avg_flow_mw FROM switch.hydro_historical_monthly_capacity_factors WHERE generation_plant_id = 5000894 AND hydro_simple_scenario_id = 1;
INSERT INTO switch.hydro_historical_monthly_capacity_factors (hydro_simple_scenario_id, generation_plant_id, year, month, hydro_min_flow_mw, hydro_avg_flow_mw) SELECT 21 as hydro_simple_scenario_id, 157911 as generation_plant_id, 2013 as year, month, hydro_min_flow_mw, hydro_avg_flow_mw FROM switch.hydro_historical_monthly_capacity_factors WHERE generation_plant_id = 5000895 AND hydro_simple_scenario_id = 1;
INSERT INTO switch.hydro_historical_monthly_capacity_factors (hydro_simple_scenario_id, generation_plant_id, year, month, hydro_min_flow_mw, hydro_avg_flow_mw) SELECT 21 as hydro_simple_scenario_id, 157922 as generation_plant_id, 2013 as year, month, hydro_min_flow_mw, hydro_avg_flow_mw FROM switch.hydro_historical_monthly_capacity_factors WHERE generation_plant_id = 5000906 AND hydro_simple_scenario_id = 1;
INSERT INTO switch.hydro_historical_monthly_capacity_factors (hydro_simple_scenario_id, generation_plant_id, year, month, hydro_min_flow_mw, hydro_avg_flow_mw) SELECT 21 as hydro_simple_scenario_id, 157982 as generation_plant_id, 2013 as year, month, hydro_min_flow_mw, hydro_avg_flow_mw FROM switch.hydro_historical_monthly_capacity_factors WHERE generation_plant_id = 1157631055 AND hydro_simple_scenario_id = 1;
INSERT INTO switch.hydro_historical_monthly_capacity_factors (hydro_simple_scenario_id, generation_plant_id, year, month, hydro_min_flow_mw, hydro_avg_flow_mw) SELECT 21 as hydro_simple_scenario_id, 157981 as generation_plant_id, 2013 as year, month, hydro_min_flow_mw, hydro_avg_flow_mw FROM switch.hydro_historical_monthly_capacity_factors WHERE generation_plant_id = 1157631054 AND hydro_simple_scenario_id = 1;
INSERT INTO switch.hydro_historical_monthly_capacity_factors (hydro_simple_scenario_id, generation_plant_id, year, month, hydro_min_flow_mw, hydro_avg_flow_mw) SELECT 21 as hydro_simple_scenario_id, 157980 as generation_plant_id, 2013 as year, month, hydro_min_flow_mw, hydro_avg_flow_mw FROM switch.hydro_historical_monthly_capacity_factors WHERE generation_plant_id = 1157631053 AND hydro_simple_scenario_id = 1;
INSERT INTO switch.hydro_historical_monthly_capacity_factors (hydro_simple_scenario_id, generation_plant_id, year, month, hydro_min_flow_mw, hydro_avg_flow_mw) SELECT 21 as hydro_simple_scenario_id, 157942 as generation_plant_id, 2013 as year, month, hydro_min_flow_mw, hydro_avg_flow_mw FROM switch.hydro_historical_monthly_capacity_factors WHERE generation_plant_id = 1157631015 AND hydro_simple_scenario_id = 1;
INSERT INTO switch.hydro_historical_monthly_capacity_factors (hydro_simple_scenario_id, generation_plant_id, year, month, hydro_min_flow_mw, hydro_avg_flow_mw) SELECT 21 as hydro_simple_scenario_id, 157912 as generation_plant_id, 2013 as year, month, hydro_min_flow_mw, hydro_avg_flow_mw FROM switch.hydro_historical_monthly_capacity_factors WHERE generation_plant_id = 5000896 AND hydro_simple_scenario_id = 1;
INSERT INTO switch.hydro_historical_monthly_capacity_factors (hydro_simple_scenario_id, generation_plant_id, year, month, hydro_min_flow_mw, hydro_avg_flow_mw) SELECT 21 as hydro_simple_scenario_id, 157913 as generation_plant_id, 2013 as year, month, hydro_min_flow_mw, hydro_avg_flow_mw FROM switch.hydro_historical_monthly_capacity_factors WHERE generation_plant_id = 5000897 AND hydro_simple_scenario_id = 1;
INSERT INTO switch.hydro_historical_monthly_capacity_factors (hydro_simple_scenario_id, generation_plant_id, year, month, hydro_min_flow_mw, hydro_avg_flow_mw) SELECT 21 as hydro_simple_scenario_id, 157914 as generation_plant_id, 2013 as year, month, hydro_min_flow_mw, hydro_avg_flow_mw FROM switch.hydro_historical_monthly_capacity_factors WHERE generation_plant_id = 5000898 AND hydro_simple_scenario_id = 1;
INSERT INTO switch.hydro_historical_monthly_capacity_factors (hydro_simple_scenario_id, generation_plant_id, year, month, hydro_min_flow_mw, hydro_avg_flow_mw) SELECT 21 as hydro_simple_scenario_id, 157915 as generation_plant_id, 2013 as year, month, hydro_min_flow_mw, hydro_avg_flow_mw FROM switch.hydro_historical_monthly_capacity_factors WHERE generation_plant_id = 5000899 AND hydro_simple_scenario_id = 1;
INSERT INTO switch.hydro_historical_monthly_capacity_factors (hydro_simple_scenario_id, generation_plant_id, year, month, hydro_min_flow_mw, hydro_avg_flow_mw) SELECT 21 as hydro_simple_scenario_id, 157916 as generation_plant_id, 2013 as year, month, hydro_min_flow_mw, hydro_avg_flow_mw FROM switch.hydro_historical_monthly_capacity_factors WHERE generation_plant_id = 5000900 AND hydro_simple_scenario_id = 1;
INSERT INTO switch.hydro_historical_monthly_capacity_factors (hydro_simple_scenario_id, generation_plant_id, year, month, hydro_min_flow_mw, hydro_avg_flow_mw) SELECT 21 as hydro_simple_scenario_id, 157974 as generation_plant_id, 2013 as year, month, hydro_min_flow_mw, hydro_avg_flow_mw FROM switch.hydro_historical_monthly_capacity_factors WHERE generation_plant_id = 1157631047 AND hydro_simple_scenario_id = 1;
INSERT INTO switch.hydro_historical_monthly_capacity_factors (hydro_simple_scenario_id, generation_plant_id, year, month, hydro_min_flow_mw, hydro_avg_flow_mw) SELECT 21 as hydro_simple_scenario_id, 157976 as generation_plant_id, 2013 as year, month, hydro_min_flow_mw, hydro_avg_flow_mw FROM switch.hydro_historical_monthly_capacity_factors WHERE generation_plant_id = 1157631049 AND hydro_simple_scenario_id = 1;
INSERT INTO switch.hydro_historical_monthly_capacity_factors (hydro_simple_scenario_id, generation_plant_id, year, month, hydro_min_flow_mw, hydro_avg_flow_mw) SELECT 21 as hydro_simple_scenario_id, 157917 as generation_plant_id, 2013 as year, month, hydro_min_flow_mw, hydro_avg_flow_mw FROM switch.hydro_historical_monthly_capacity_factors WHERE generation_plant_id = 5000901 AND hydro_simple_scenario_id = 1;
INSERT INTO switch.hydro_historical_monthly_capacity_factors (hydro_simple_scenario_id, generation_plant_id, year, month, hydro_min_flow_mw, hydro_avg_flow_mw) SELECT 21 as hydro_simple_scenario_id, 157918 as generation_plant_id, 2013 as year, month, hydro_min_flow_mw, hydro_avg_flow_mw FROM switch.hydro_historical_monthly_capacity_factors WHERE generation_plant_id = 5000902 AND hydro_simple_scenario_id = 1;
INSERT INTO switch.hydro_historical_monthly_capacity_factors (hydro_simple_scenario_id, generation_plant_id, year, month, hydro_min_flow_mw, hydro_avg_flow_mw) SELECT 21 as hydro_simple_scenario_id, 157919 as generation_plant_id, 2013 as year, month, hydro_min_flow_mw, hydro_avg_flow_mw FROM switch.hydro_historical_monthly_capacity_factors WHERE generation_plant_id = 5000903 AND hydro_simple_scenario_id = 1;
INSERT INTO switch.hydro_historical_monthly_capacity_factors (hydro_simple_scenario_id, generation_plant_id, year, month, hydro_min_flow_mw, hydro_avg_flow_mw) SELECT 21 as hydro_simple_scenario_id, 157920 as generation_plant_id, 2013 as year, month, hydro_min_flow_mw, hydro_avg_flow_mw FROM switch.hydro_historical_monthly_capacity_factors WHERE generation_plant_id = 5000904 AND hydro_simple_scenario_id = 1;
INSERT INTO switch.hydro_historical_monthly_capacity_factors (hydro_simple_scenario_id, generation_plant_id, year, month, hydro_min_flow_mw, hydro_avg_flow_mw) SELECT 21 as hydro_simple_scenario_id, 157921 as generation_plant_id, 2013 as year, month, hydro_min_flow_mw, hydro_avg_flow_mw FROM switch.hydro_historical_monthly_capacity_factors WHERE generation_plant_id = 5000905 AND hydro_simple_scenario_id = 1;
INSERT INTO switch.hydro_historical_monthly_capacity_factors (hydro_simple_scenario_id, generation_plant_id, year, month, hydro_min_flow_mw, hydro_avg_flow_mw) SELECT 21 as hydro_simple_scenario_id, 157842 as generation_plant_id, 2013 as year, month, hydro_min_flow_mw, hydro_avg_flow_mw FROM switch.hydro_historical_monthly_capacity_factors WHERE generation_plant_id = 5000826 AND hydro_simple_scenario_id = 1;
INSERT INTO switch.hydro_historical_monthly_capacity_factors (hydro_simple_scenario_id, generation_plant_id, year, month, hydro_min_flow_mw, hydro_avg_flow_mw) SELECT 21 as hydro_simple_scenario_id, 157924 as generation_plant_id, 2013 as year, month, hydro_min_flow_mw, hydro_avg_flow_mw FROM switch.hydro_historical_monthly_capacity_factors WHERE generation_plant_id = 5000908 AND hydro_simple_scenario_id = 1;
INSERT INTO switch.hydro_historical_monthly_capacity_factors (hydro_simple_scenario_id, generation_plant_id, year, month, hydro_min_flow_mw, hydro_avg_flow_mw) SELECT 21 as hydro_simple_scenario_id, 157923 as generation_plant_id, 2013 as year, month, hydro_min_flow_mw, hydro_avg_flow_mw FROM switch.hydro_historical_monthly_capacity_factors WHERE generation_plant_id = 5000907 AND hydro_simple_scenario_id = 1;
INSERT INTO switch.hydro_historical_monthly_capacity_factors (hydro_simple_scenario_id, generation_plant_id, year, month, hydro_min_flow_mw, hydro_avg_flow_mw) SELECT 21 as hydro_simple_scenario_id, 157925 as generation_plant_id, 2013 as year, month, hydro_min_flow_mw, hydro_avg_flow_mw FROM switch.hydro_historical_monthly_capacity_factors WHERE generation_plant_id = 5000909 AND hydro_simple_scenario_id = 1;
INSERT INTO switch.hydro_historical_monthly_capacity_factors (hydro_simple_scenario_id, generation_plant_id, year, month, hydro_min_flow_mw, hydro_avg_flow_mw) SELECT 21 as hydro_simple_scenario_id, 157926 as generation_plant_id, 2013 as year, month, hydro_min_flow_mw, hydro_avg_flow_mw FROM switch.hydro_historical_monthly_capacity_factors WHERE generation_plant_id = 5000910 AND hydro_simple_scenario_id = 1;
INSERT INTO switch.hydro_historical_monthly_capacity_factors (hydro_simple_scenario_id, generation_plant_id, year, month, hydro_min_flow_mw, hydro_avg_flow_mw) SELECT 21 as hydro_simple_scenario_id, 158017 as generation_plant_id, 2013 as year, month, hydro_min_flow_mw, hydro_avg_flow_mw FROM switch.hydro_historical_monthly_capacity_factors WHERE generation_plant_id = 1157631090 AND hydro_simple_scenario_id = 1;
INSERT INTO switch.hydro_historical_monthly_capacity_factors (hydro_simple_scenario_id, generation_plant_id, year, month, hydro_min_flow_mw, hydro_avg_flow_mw) SELECT 21 as hydro_simple_scenario_id, 158016 as generation_plant_id, 2013 as year, month, hydro_min_flow_mw, hydro_avg_flow_mw FROM switch.hydro_historical_monthly_capacity_factors WHERE generation_plant_id = 1157631089 AND hydro_simple_scenario_id = 1;
INSERT INTO switch.hydro_historical_monthly_capacity_factors (hydro_simple_scenario_id, generation_plant_id, year, month, hydro_min_flow_mw, hydro_avg_flow_mw) SELECT 21 as hydro_simple_scenario_id, 158015 as generation_plant_id, 2013 as year, month, hydro_min_flow_mw, hydro_avg_flow_mw FROM switch.hydro_historical_monthly_capacity_factors WHERE generation_plant_id = 1157631088 AND hydro_simple_scenario_id = 1;
INSERT INTO switch.hydro_historical_monthly_capacity_factors (hydro_simple_scenario_id, generation_plant_id, year, month, hydro_min_flow_mw, hydro_avg_flow_mw) SELECT 21 as hydro_simple_scenario_id, 157975 as generation_plant_id, 2013 as year, month, hydro_min_flow_mw, hydro_avg_flow_mw FROM switch.hydro_historical_monthly_capacity_factors WHERE generation_plant_id = 1157631048 AND hydro_simple_scenario_id = 1;
INSERT INTO switch.hydro_historical_monthly_capacity_factors (hydro_simple_scenario_id, generation_plant_id, year, month, hydro_min_flow_mw, hydro_avg_flow_mw) SELECT 21 as hydro_simple_scenario_id, 157977 as generation_plant_id, 2013 as year, month, hydro_min_flow_mw, hydro_avg_flow_mw FROM switch.hydro_historical_monthly_capacity_factors WHERE generation_plant_id = 1157631050 AND hydro_simple_scenario_id = 1;
INSERT INTO switch.hydro_historical_monthly_capacity_factors (hydro_simple_scenario_id, generation_plant_id, year, month, hydro_min_flow_mw, hydro_avg_flow_mw) SELECT 21 as hydro_simple_scenario_id, 157963 as generation_plant_id, 2013 as year, month, hydro_min_flow_mw, hydro_avg_flow_mw FROM switch.hydro_historical_monthly_capacity_factors WHERE generation_plant_id = 1157631036 AND hydro_simple_scenario_id = 1;
INSERT INTO switch.hydro_historical_monthly_capacity_factors (hydro_simple_scenario_id, generation_plant_id, year, month, hydro_min_flow_mw, hydro_avg_flow_mw) SELECT 21 as hydro_simple_scenario_id, 157964 as generation_plant_id, 2013 as year, month, hydro_min_flow_mw, hydro_avg_flow_mw FROM switch.hydro_historical_monthly_capacity_factors WHERE generation_plant_id = 1157631037 AND hydro_simple_scenario_id = 1;
INSERT INTO switch.hydro_historical_monthly_capacity_factors (hydro_simple_scenario_id, generation_plant_id, year, month, hydro_min_flow_mw, hydro_avg_flow_mw) SELECT 21 as hydro_simple_scenario_id, 157965 as generation_plant_id, 2013 as year, month, hydro_min_flow_mw, hydro_avg_flow_mw FROM switch.hydro_historical_monthly_capacity_factors WHERE generation_plant_id = 1157631038 AND hydro_simple_scenario_id = 1;
INSERT INTO switch.hydro_historical_monthly_capacity_factors (hydro_simple_scenario_id, generation_plant_id, year, month, hydro_min_flow_mw, hydro_avg_flow_mw) SELECT 21 as hydro_simple_scenario_id, 157966 as generation_plant_id, 2013 as year, month, hydro_min_flow_mw, hydro_avg_flow_mw FROM switch.hydro_historical_monthly_capacity_factors WHERE generation_plant_id = 1157631039 AND hydro_simple_scenario_id = 1;
INSERT INTO switch.hydro_historical_monthly_capacity_factors (hydro_simple_scenario_id, generation_plant_id, year, month, hydro_min_flow_mw, hydro_avg_flow_mw) SELECT 21 as hydro_simple_scenario_id, 158043 as generation_plant_id, 2013 as year, month, hydro_min_flow_mw, hydro_avg_flow_mw FROM switch.hydro_historical_monthly_capacity_factors WHERE generation_plant_id = 1157631116 AND hydro_simple_scenario_id = 1;
INSERT INTO switch.hydro_historical_monthly_capacity_factors (hydro_simple_scenario_id, generation_plant_id, year, month, hydro_min_flow_mw, hydro_avg_flow_mw) SELECT 21 as hydro_simple_scenario_id, 158040 as generation_plant_id, 2013 as year, month, hydro_min_flow_mw, hydro_avg_flow_mw FROM switch.hydro_historical_monthly_capacity_factors WHERE generation_plant_id = 1157631113 AND hydro_simple_scenario_id = 1;
INSERT INTO switch.hydro_historical_monthly_capacity_factors (hydro_simple_scenario_id, generation_plant_id, year, month, hydro_min_flow_mw, hydro_avg_flow_mw) SELECT 21 as hydro_simple_scenario_id, 157843 as generation_plant_id, 2013 as year, month, hydro_min_flow_mw, hydro_avg_flow_mw FROM switch.hydro_historical_monthly_capacity_factors WHERE generation_plant_id = 5000827 AND hydro_simple_scenario_id = 1;
INSERT INTO switch.hydro_historical_monthly_capacity_factors (hydro_simple_scenario_id, generation_plant_id, year, month, hydro_min_flow_mw, hydro_avg_flow_mw) SELECT 21 as hydro_simple_scenario_id, 157927 as generation_plant_id, 2013 as year, month, hydro_min_flow_mw, hydro_avg_flow_mw FROM switch.hydro_historical_monthly_capacity_factors WHERE generation_plant_id = 5000911 AND hydro_simple_scenario_id = 1;
INSERT INTO switch.hydro_historical_monthly_capacity_factors (hydro_simple_scenario_id, generation_plant_id, year, month, hydro_min_flow_mw, hydro_avg_flow_mw) SELECT 21 as hydro_simple_scenario_id, 157928 as generation_plant_id, 2013 as year, month, hydro_min_flow_mw, hydro_avg_flow_mw FROM switch.hydro_historical_monthly_capacity_factors WHERE generation_plant_id = 5000912 AND hydro_simple_scenario_id = 1;
INSERT INTO switch.hydro_historical_monthly_capacity_factors (hydro_simple_scenario_id, generation_plant_id, year, month, hydro_min_flow_mw, hydro_avg_flow_mw) SELECT 21 as hydro_simple_scenario_id, 157844 as generation_plant_id, 2013 as year, month, hydro_min_flow_mw, hydro_avg_flow_mw FROM switch.hydro_historical_monthly_capacity_factors WHERE generation_plant_id = 5000828 AND hydro_simple_scenario_id = 1;
INSERT INTO switch.hydro_historical_monthly_capacity_factors (hydro_simple_scenario_id, generation_plant_id, year, month, hydro_min_flow_mw, hydro_avg_flow_mw) SELECT 21 as hydro_simple_scenario_id, 157929 as generation_plant_id, 2013 as year, month, hydro_min_flow_mw, hydro_avg_flow_mw FROM switch.hydro_historical_monthly_capacity_factors WHERE generation_plant_id = 5000913 AND hydro_simple_scenario_id = 1;
INSERT INTO switch.hydro_historical_monthly_capacity_factors (hydro_simple_scenario_id, generation_plant_id, year, month, hydro_min_flow_mw, hydro_avg_flow_mw) SELECT 21 as hydro_simple_scenario_id, 157930 as generation_plant_id, 2013 as year, month, hydro_min_flow_mw, hydro_avg_flow_mw FROM switch.hydro_historical_monthly_capacity_factors WHERE generation_plant_id = 5000914 AND hydro_simple_scenario_id = 1;
INSERT INTO switch.hydro_historical_monthly_capacity_factors (hydro_simple_scenario_id, generation_plant_id, year, month, hydro_min_flow_mw, hydro_avg_flow_mw) SELECT 21 as hydro_simple_scenario_id, 157931 as generation_plant_id, 2013 as year, month, hydro_min_flow_mw, hydro_avg_flow_mw FROM switch.hydro_historical_monthly_capacity_factors WHERE generation_plant_id = 5000915 AND hydro_simple_scenario_id = 1;
INSERT INTO switch.hydro_historical_monthly_capacity_factors (hydro_simple_scenario_id, generation_plant_id, year, month, hydro_min_flow_mw, hydro_avg_flow_mw) SELECT 21 as hydro_simple_scenario_id, 157932 as generation_plant_id, 2013 as year, month, hydro_min_flow_mw, hydro_avg_flow_mw FROM switch.hydro_historical_monthly_capacity_factors WHERE generation_plant_id = 5000916 AND hydro_simple_scenario_id = 1;
INSERT INTO switch.hydro_historical_monthly_capacity_factors (hydro_simple_scenario_id, generation_plant_id, year, month, hydro_min_flow_mw, hydro_avg_flow_mw) SELECT 21 as hydro_simple_scenario_id, 157933 as generation_plant_id, 2013 as year, month, hydro_min_flow_mw, hydro_avg_flow_mw FROM switch.hydro_historical_monthly_capacity_factors WHERE generation_plant_id = 5000917 AND hydro_simple_scenario_id = 1;
INSERT INTO switch.hydro_historical_monthly_capacity_factors (hydro_simple_scenario_id, generation_plant_id, year, month, hydro_min_flow_mw, hydro_avg_flow_mw) SELECT 21 as hydro_simple_scenario_id, 157934 as generation_plant_id, 2013 as year, month, hydro_min_flow_mw, hydro_avg_flow_mw FROM switch.hydro_historical_monthly_capacity_factors WHERE generation_plant_id = 5000918 AND hydro_simple_scenario_id = 1;
INSERT INTO switch.hydro_historical_monthly_capacity_factors (hydro_simple_scenario_id, generation_plant_id, year, month, hydro_min_flow_mw, hydro_avg_flow_mw) SELECT 21 as hydro_simple_scenario_id, 158010 as generation_plant_id, 2013 as year, month, hydro_min_flow_mw, hydro_avg_flow_mw FROM switch.hydro_historical_monthly_capacity_factors WHERE generation_plant_id = 1157631083 AND hydro_simple_scenario_id = 1;
INSERT INTO switch.hydro_historical_monthly_capacity_factors (hydro_simple_scenario_id, generation_plant_id, year, month, hydro_min_flow_mw, hydro_avg_flow_mw) SELECT 21 as hydro_simple_scenario_id, 157952 as generation_plant_id, 2013 as year, month, hydro_min_flow_mw, hydro_avg_flow_mw FROM switch.hydro_historical_monthly_capacity_factors WHERE generation_plant_id = 1157631025 AND hydro_simple_scenario_id = 1;
INSERT INTO switch.hydro_historical_monthly_capacity_factors (hydro_simple_scenario_id, generation_plant_id, year, month, hydro_min_flow_mw, hydro_avg_flow_mw) SELECT 21 as hydro_simple_scenario_id, 157949 as generation_plant_id, 2013 as year, month, hydro_min_flow_mw, hydro_avg_flow_mw FROM switch.hydro_historical_monthly_capacity_factors WHERE generation_plant_id = 1157631022 AND hydro_simple_scenario_id = 1;
INSERT INTO switch.hydro_historical_monthly_capacity_factors (hydro_simple_scenario_id, generation_plant_id, year, month, hydro_min_flow_mw, hydro_avg_flow_mw) SELECT 21 as hydro_simple_scenario_id, 157962 as generation_plant_id, 2013 as year, month, hydro_min_flow_mw, hydro_avg_flow_mw FROM switch.hydro_historical_monthly_capacity_factors WHERE generation_plant_id = 1157631035 AND hydro_simple_scenario_id = 1;
INSERT INTO switch.hydro_historical_monthly_capacity_factors (hydro_simple_scenario_id, generation_plant_id, year, month, hydro_min_flow_mw, hydro_avg_flow_mw) SELECT 21 as hydro_simple_scenario_id, 157935 as generation_plant_id, 2013 as year, month, hydro_min_flow_mw, hydro_avg_flow_mw FROM switch.hydro_historical_monthly_capacity_factors WHERE generation_plant_id = 5000919 AND hydro_simple_scenario_id = 1;
INSERT INTO switch.hydro_historical_monthly_capacity_factors (hydro_simple_scenario_id, generation_plant_id, year, month, hydro_min_flow_mw, hydro_avg_flow_mw) SELECT 21 as hydro_simple_scenario_id, 157936 as generation_plant_id, 2013 as year, month, hydro_min_flow_mw, hydro_avg_flow_mw FROM switch.hydro_historical_monthly_capacity_factors WHERE generation_plant_id = 5000920 AND hydro_simple_scenario_id = 1;
INSERT INTO switch.hydro_historical_monthly_capacity_factors (hydro_simple_scenario_id, generation_plant_id, year, month, hydro_min_flow_mw, hydro_avg_flow_mw) SELECT 21 as hydro_simple_scenario_id, 158007 as generation_plant_id, 2013 as year, month, hydro_min_flow_mw, hydro_avg_flow_mw FROM switch.hydro_historical_monthly_capacity_factors WHERE generation_plant_id = 1157631080 AND hydro_simple_scenario_id = 1;
INSERT INTO switch.hydro_historical_monthly_capacity_factors (hydro_simple_scenario_id, generation_plant_id, year, month, hydro_min_flow_mw, hydro_avg_flow_mw) SELECT 21 as hydro_simple_scenario_id, 157937 as generation_plant_id, 2013 as year, month, hydro_min_flow_mw, hydro_avg_flow_mw FROM switch.hydro_historical_monthly_capacity_factors WHERE generation_plant_id = 5000921 AND hydro_simple_scenario_id = 1;
INSERT INTO switch.hydro_historical_monthly_capacity_factors (hydro_simple_scenario_id, generation_plant_id, year, month, hydro_min_flow_mw, hydro_avg_flow_mw) SELECT 21 as hydro_simple_scenario_id, 157938 as generation_plant_id, 2013 as year, month, hydro_min_flow_mw, hydro_avg_flow_mw FROM switch.hydro_historical_monthly_capacity_factors WHERE generation_plant_id = 5000922 AND hydro_simple_scenario_id = 1;
INSERT INTO switch.hydro_historical_monthly_capacity_factors (hydro_simple_scenario_id, generation_plant_id, year, month, hydro_min_flow_mw, hydro_avg_flow_mw) SELECT 21 as hydro_simple_scenario_id, 157845 as generation_plant_id, 2013 as year, month, hydro_min_flow_mw, hydro_avg_flow_mw FROM switch.hydro_historical_monthly_capacity_factors WHERE generation_plant_id = 5000829 AND hydro_simple_scenario_id = 1;
INSERT INTO switch.hydro_historical_monthly_capacity_factors (hydro_simple_scenario_id, generation_plant_id, year, month, hydro_min_flow_mw, hydro_avg_flow_mw) SELECT 21 as hydro_simple_scenario_id, 158055 as generation_plant_id, 2013 as year, month, hydro_min_flow_mw, hydro_avg_flow_mw FROM switch.hydro_historical_monthly_capacity_factors WHERE generation_plant_id = 1157631128 AND hydro_simple_scenario_id = 1;
INSERT INTO switch.hydro_historical_monthly_capacity_factors (hydro_simple_scenario_id, generation_plant_id, year, month, hydro_min_flow_mw, hydro_avg_flow_mw) SELECT 21 as hydro_simple_scenario_id, 158056 as generation_plant_id, 2013 as year, month, hydro_min_flow_mw, hydro_avg_flow_mw FROM switch.hydro_historical_monthly_capacity_factors WHERE generation_plant_id = 1157631129 AND hydro_simple_scenario_id = 1;
INSERT INTO switch.hydro_historical_monthly_capacity_factors (hydro_simple_scenario_id, generation_plant_id, year, month, hydro_min_flow_mw, hydro_avg_flow_mw) SELECT 21 as hydro_simple_scenario_id, 157939 as generation_plant_id, 2013 as year, month, hydro_min_flow_mw, hydro_avg_flow_mw FROM switch.hydro_historical_monthly_capacity_factors WHERE generation_plant_id = 5000923 AND hydro_simple_scenario_id = 1;
INSERT INTO switch.hydro_historical_monthly_capacity_factors (hydro_simple_scenario_id, generation_plant_id, year, month, hydro_min_flow_mw, hydro_avg_flow_mw) SELECT 21 as hydro_simple_scenario_id, 158059 as generation_plant_id, 2013 as year, month, hydro_min_flow_mw, hydro_avg_flow_mw FROM switch.hydro_historical_monthly_capacity_factors WHERE generation_plant_id = 1157631165 AND hydro_simple_scenario_id = 1;
INSERT INTO switch.hydro_historical_monthly_capacity_factors (hydro_simple_scenario_id, generation_plant_id, year, month, hydro_min_flow_mw, hydro_avg_flow_mw) SELECT 21 as hydro_simple_scenario_id, 158068 as generation_plant_id, 2013 as year, month, hydro_min_flow_mw, hydro_avg_flow_mw FROM switch.hydro_historical_monthly_capacity_factors WHERE generation_plant_id = 1157631174 AND hydro_simple_scenario_id = 1;
INSERT INTO switch.hydro_historical_monthly_capacity_factors (hydro_simple_scenario_id, generation_plant_id, year, month, hydro_min_flow_mw, hydro_avg_flow_mw) SELECT 21 as hydro_simple_scenario_id, 158069 as generation_plant_id, 2013 as year, month, hydro_min_flow_mw, hydro_avg_flow_mw FROM switch.hydro_historical_monthly_capacity_factors WHERE generation_plant_id = 1157631175 AND hydro_simple_scenario_id = 1;
INSERT INTO switch.hydro_historical_monthly_capacity_factors (hydro_simple_scenario_id, generation_plant_id, year, month, hydro_min_flow_mw, hydro_avg_flow_mw) SELECT 21 as hydro_simple_scenario_id, 158070 as generation_plant_id, 2013 as year, month, hydro_min_flow_mw, hydro_avg_flow_mw FROM switch.hydro_historical_monthly_capacity_factors WHERE generation_plant_id = 1157631176 AND hydro_simple_scenario_id = 1;
INSERT INTO switch.hydro_historical_monthly_capacity_factors (hydro_simple_scenario_id, generation_plant_id, year, month, hydro_min_flow_mw, hydro_avg_flow_mw) SELECT 21 as hydro_simple_scenario_id, 158071 as generation_plant_id, 2013 as year, month, hydro_min_flow_mw, hydro_avg_flow_mw FROM switch.hydro_historical_monthly_capacity_factors WHERE generation_plant_id = 1157631177 AND hydro_simple_scenario_id = 1;
INSERT INTO switch.hydro_historical_monthly_capacity_factors (hydro_simple_scenario_id, generation_plant_id, year, month, hydro_min_flow_mw, hydro_avg_flow_mw) SELECT 21 as hydro_simple_scenario_id, 158072 as generation_plant_id, 2013 as year, month, hydro_min_flow_mw, hydro_avg_flow_mw FROM switch.hydro_historical_monthly_capacity_factors WHERE generation_plant_id = 1157631178 AND hydro_simple_scenario_id = 1;
INSERT INTO switch.hydro_historical_monthly_capacity_factors (hydro_simple_scenario_id, generation_plant_id, year, month, hydro_min_flow_mw, hydro_avg_flow_mw) SELECT 21 as hydro_simple_scenario_id, 158073 as generation_plant_id, 2013 as year, month, hydro_min_flow_mw, hydro_avg_flow_mw FROM switch.hydro_historical_monthly_capacity_factors WHERE generation_plant_id = 1157631179 AND hydro_simple_scenario_id = 1;
INSERT INTO switch.hydro_historical_monthly_capacity_factors (hydro_simple_scenario_id, generation_plant_id, year, month, hydro_min_flow_mw, hydro_avg_flow_mw) SELECT 21 as hydro_simple_scenario_id, 158074 as generation_plant_id, 2013 as year, month, hydro_min_flow_mw, hydro_avg_flow_mw FROM switch.hydro_historical_monthly_capacity_factors WHERE generation_plant_id = 1157631180 AND hydro_simple_scenario_id = 1;
INSERT INTO switch.hydro_historical_monthly_capacity_factors (hydro_simple_scenario_id, generation_plant_id, year, month, hydro_min_flow_mw, hydro_avg_flow_mw) SELECT 21 as hydro_simple_scenario_id, 158075 as generation_plant_id, 2013 as year, month, hydro_min_flow_mw, hydro_avg_flow_mw FROM switch.hydro_historical_monthly_capacity_factors WHERE generation_plant_id = 1157631181 AND hydro_simple_scenario_id = 1;
INSERT INTO switch.hydro_historical_monthly_capacity_factors (hydro_simple_scenario_id, generation_plant_id, year, month, hydro_min_flow_mw, hydro_avg_flow_mw) SELECT 21 as hydro_simple_scenario_id, 158076 as generation_plant_id, 2013 as year, month, hydro_min_flow_mw, hydro_avg_flow_mw FROM switch.hydro_historical_monthly_capacity_factors WHERE generation_plant_id = 1157631182 AND hydro_simple_scenario_id = 1;
INSERT INTO switch.hydro_historical_monthly_capacity_factors (hydro_simple_scenario_id, generation_plant_id, year, month, hydro_min_flow_mw, hydro_avg_flow_mw) SELECT 21 as hydro_simple_scenario_id, 158077 as generation_plant_id, 2013 as year, month, hydro_min_flow_mw, hydro_avg_flow_mw FROM switch.hydro_historical_monthly_capacity_factors WHERE generation_plant_id = 1157631183 AND hydro_simple_scenario_id = 1;
INSERT INTO switch.hydro_historical_monthly_capacity_factors (hydro_simple_scenario_id, generation_plant_id, year, month, hydro_min_flow_mw, hydro_avg_flow_mw) SELECT 21 as hydro_simple_scenario_id, 158060 as generation_plant_id, 2013 as year, month, hydro_min_flow_mw, hydro_avg_flow_mw FROM switch.hydro_historical_monthly_capacity_factors WHERE generation_plant_id = 1157631166 AND hydro_simple_scenario_id = 1;
INSERT INTO switch.hydro_historical_monthly_capacity_factors (hydro_simple_scenario_id, generation_plant_id, year, month, hydro_min_flow_mw, hydro_avg_flow_mw) SELECT 21 as hydro_simple_scenario_id, 158078 as generation_plant_id, 2013 as year, month, hydro_min_flow_mw, hydro_avg_flow_mw FROM switch.hydro_historical_monthly_capacity_factors WHERE generation_plant_id = 1157631184 AND hydro_simple_scenario_id = 1;
INSERT INTO switch.hydro_historical_monthly_capacity_factors (hydro_simple_scenario_id, generation_plant_id, year, month, hydro_min_flow_mw, hydro_avg_flow_mw) SELECT 21 as hydro_simple_scenario_id, 158079 as generation_plant_id, 2013 as year, month, hydro_min_flow_mw, hydro_avg_flow_mw FROM switch.hydro_historical_monthly_capacity_factors WHERE generation_plant_id = 1157631185 AND hydro_simple_scenario_id = 1;
INSERT INTO switch.hydro_historical_monthly_capacity_factors (hydro_simple_scenario_id, generation_plant_id, year, month, hydro_min_flow_mw, hydro_avg_flow_mw) SELECT 21 as hydro_simple_scenario_id, 158080 as generation_plant_id, 2013 as year, month, hydro_min_flow_mw, hydro_avg_flow_mw FROM switch.hydro_historical_monthly_capacity_factors WHERE generation_plant_id = 1157631186 AND hydro_simple_scenario_id = 1;
INSERT INTO switch.hydro_historical_monthly_capacity_factors (hydro_simple_scenario_id, generation_plant_id, year, month, hydro_min_flow_mw, hydro_avg_flow_mw) SELECT 21 as hydro_simple_scenario_id, 158081 as generation_plant_id, 2013 as year, month, hydro_min_flow_mw, hydro_avg_flow_mw FROM switch.hydro_historical_monthly_capacity_factors WHERE generation_plant_id = 1157631187 AND hydro_simple_scenario_id = 1;
INSERT INTO switch.hydro_historical_monthly_capacity_factors (hydro_simple_scenario_id, generation_plant_id, year, month, hydro_min_flow_mw, hydro_avg_flow_mw) SELECT 21 as hydro_simple_scenario_id, 158082 as generation_plant_id, 2013 as year, month, hydro_min_flow_mw, hydro_avg_flow_mw FROM switch.hydro_historical_monthly_capacity_factors WHERE generation_plant_id = 1157631188 AND hydro_simple_scenario_id = 1;
INSERT INTO switch.hydro_historical_monthly_capacity_factors (hydro_simple_scenario_id, generation_plant_id, year, month, hydro_min_flow_mw, hydro_avg_flow_mw) SELECT 21 as hydro_simple_scenario_id, 158083 as generation_plant_id, 2013 as year, month, hydro_min_flow_mw, hydro_avg_flow_mw FROM switch.hydro_historical_monthly_capacity_factors WHERE generation_plant_id = 1157631189 AND hydro_simple_scenario_id = 1;
INSERT INTO switch.hydro_historical_monthly_capacity_factors (hydro_simple_scenario_id, generation_plant_id, year, month, hydro_min_flow_mw, hydro_avg_flow_mw) SELECT 21 as hydro_simple_scenario_id, 158084 as generation_plant_id, 2013 as year, month, hydro_min_flow_mw, hydro_avg_flow_mw FROM switch.hydro_historical_monthly_capacity_factors WHERE generation_plant_id = 1157631190 AND hydro_simple_scenario_id = 1;
INSERT INTO switch.hydro_historical_monthly_capacity_factors (hydro_simple_scenario_id, generation_plant_id, year, month, hydro_min_flow_mw, hydro_avg_flow_mw) SELECT 21 as hydro_simple_scenario_id, 158085 as generation_plant_id, 2013 as year, month, hydro_min_flow_mw, hydro_avg_flow_mw FROM switch.hydro_historical_monthly_capacity_factors WHERE generation_plant_id = 1157631191 AND hydro_simple_scenario_id = 1;
INSERT INTO switch.hydro_historical_monthly_capacity_factors (hydro_simple_scenario_id, generation_plant_id, year, month, hydro_min_flow_mw, hydro_avg_flow_mw) SELECT 21 as hydro_simple_scenario_id, 158086 as generation_plant_id, 2013 as year, month, hydro_min_flow_mw, hydro_avg_flow_mw FROM switch.hydro_historical_monthly_capacity_factors WHERE generation_plant_id = 1157631192 AND hydro_simple_scenario_id = 1;
INSERT INTO switch.hydro_historical_monthly_capacity_factors (hydro_simple_scenario_id, generation_plant_id, year, month, hydro_min_flow_mw, hydro_avg_flow_mw) SELECT 21 as hydro_simple_scenario_id, 158087 as generation_plant_id, 2013 as year, month, hydro_min_flow_mw, hydro_avg_flow_mw FROM switch.hydro_historical_monthly_capacity_factors WHERE generation_plant_id = 1157631193 AND hydro_simple_scenario_id = 1;
INSERT INTO switch.hydro_historical_monthly_capacity_factors (hydro_simple_scenario_id, generation_plant_id, year, month, hydro_min_flow_mw, hydro_avg_flow_mw) SELECT 21 as hydro_simple_scenario_id, 158061 as generation_plant_id, 2013 as year, month, hydro_min_flow_mw, hydro_avg_flow_mw FROM switch.hydro_historical_monthly_capacity_factors WHERE generation_plant_id = 1157631167 AND hydro_simple_scenario_id = 1;
INSERT INTO switch.hydro_historical_monthly_capacity_factors (hydro_simple_scenario_id, generation_plant_id, year, month, hydro_min_flow_mw, hydro_avg_flow_mw) SELECT 21 as hydro_simple_scenario_id, 158088 as generation_plant_id, 2013 as year, month, hydro_min_flow_mw, hydro_avg_flow_mw FROM switch.hydro_historical_monthly_capacity_factors WHERE generation_plant_id = 1157631194 AND hydro_simple_scenario_id = 1;
INSERT INTO switch.hydro_historical_monthly_capacity_factors (hydro_simple_scenario_id, generation_plant_id, year, month, hydro_min_flow_mw, hydro_avg_flow_mw) SELECT 21 as hydro_simple_scenario_id, 158089 as generation_plant_id, 2013 as year, month, hydro_min_flow_mw, hydro_avg_flow_mw FROM switch.hydro_historical_monthly_capacity_factors WHERE generation_plant_id = 1157631195 AND hydro_simple_scenario_id = 1;
INSERT INTO switch.hydro_historical_monthly_capacity_factors (hydro_simple_scenario_id, generation_plant_id, year, month, hydro_min_flow_mw, hydro_avg_flow_mw) SELECT 21 as hydro_simple_scenario_id, 158090 as generation_plant_id, 2013 as year, month, hydro_min_flow_mw, hydro_avg_flow_mw FROM switch.hydro_historical_monthly_capacity_factors WHERE generation_plant_id = 1157631196 AND hydro_simple_scenario_id = 1;
INSERT INTO switch.hydro_historical_monthly_capacity_factors (hydro_simple_scenario_id, generation_plant_id, year, month, hydro_min_flow_mw, hydro_avg_flow_mw) SELECT 21 as hydro_simple_scenario_id, 158091 as generation_plant_id, 2013 as year, month, hydro_min_flow_mw, hydro_avg_flow_mw FROM switch.hydro_historical_monthly_capacity_factors WHERE generation_plant_id = 1157631197 AND hydro_simple_scenario_id = 1;
INSERT INTO switch.hydro_historical_monthly_capacity_factors (hydro_simple_scenario_id, generation_plant_id, year, month, hydro_min_flow_mw, hydro_avg_flow_mw) SELECT 21 as hydro_simple_scenario_id, 158092 as generation_plant_id, 2013 as year, month, hydro_min_flow_mw, hydro_avg_flow_mw FROM switch.hydro_historical_monthly_capacity_factors WHERE generation_plant_id = 1157631198 AND hydro_simple_scenario_id = 1;
INSERT INTO switch.hydro_historical_monthly_capacity_factors (hydro_simple_scenario_id, generation_plant_id, year, month, hydro_min_flow_mw, hydro_avg_flow_mw) SELECT 21 as hydro_simple_scenario_id, 158062 as generation_plant_id, 2013 as year, month, hydro_min_flow_mw, hydro_avg_flow_mw FROM switch.hydro_historical_monthly_capacity_factors WHERE generation_plant_id = 1157631168 AND hydro_simple_scenario_id = 1;
INSERT INTO switch.hydro_historical_monthly_capacity_factors (hydro_simple_scenario_id, generation_plant_id, year, month, hydro_min_flow_mw, hydro_avg_flow_mw) SELECT 21 as hydro_simple_scenario_id, 158063 as generation_plant_id, 2013 as year, month, hydro_min_flow_mw, hydro_avg_flow_mw FROM switch.hydro_historical_monthly_capacity_factors WHERE generation_plant_id = 1157631169 AND hydro_simple_scenario_id = 1;
INSERT INTO switch.hydro_historical_monthly_capacity_factors (hydro_simple_scenario_id, generation_plant_id, year, month, hydro_min_flow_mw, hydro_avg_flow_mw) SELECT 21 as hydro_simple_scenario_id, 158064 as generation_plant_id, 2013 as year, month, hydro_min_flow_mw, hydro_avg_flow_mw FROM switch.hydro_historical_monthly_capacity_factors WHERE generation_plant_id = 1157631170 AND hydro_simple_scenario_id = 1;
INSERT INTO switch.hydro_historical_monthly_capacity_factors (hydro_simple_scenario_id, generation_plant_id, year, month, hydro_min_flow_mw, hydro_avg_flow_mw) SELECT 21 as hydro_simple_scenario_id, 158065 as generation_plant_id, 2013 as year, month, hydro_min_flow_mw, hydro_avg_flow_mw FROM switch.hydro_historical_monthly_capacity_factors WHERE generation_plant_id = 1157631171 AND hydro_simple_scenario_id = 1;
INSERT INTO switch.hydro_historical_monthly_capacity_factors (hydro_simple_scenario_id, generation_plant_id, year, month, hydro_min_flow_mw, hydro_avg_flow_mw) SELECT 21 as hydro_simple_scenario_id, 158066 as generation_plant_id, 2013 as year, month, hydro_min_flow_mw, hydro_avg_flow_mw FROM switch.hydro_historical_monthly_capacity_factors WHERE generation_plant_id = 1157631172 AND hydro_simple_scenario_id = 1;
INSERT INTO switch.hydro_historical_monthly_capacity_factors (hydro_simple_scenario_id, generation_plant_id, year, month, hydro_min_flow_mw, hydro_avg_flow_mw) SELECT 21 as hydro_simple_scenario_id, 158067 as generation_plant_id, 2013 as year, month, hydro_min_flow_mw, hydro_avg_flow_mw FROM switch.hydro_historical_monthly_capacity_factors WHERE generation_plant_id = 1157631173 AND hydro_simple_scenario_id = 1;
INSERT INTO switch.hydro_historical_monthly_capacity_factors (hydro_simple_scenario_id, generation_plant_id, year, month, hydro_min_flow_mw, hydro_avg_flow_mw) SELECT 21 as hydro_simple_scenario_id, 158009 as generation_plant_id, 2013 as year, month, hydro_min_flow_mw, hydro_avg_flow_mw FROM switch.hydro_historical_monthly_capacity_factors WHERE generation_plant_id = 1157631082 AND hydro_simple_scenario_id = 1;
INSERT INTO switch.hydro_historical_monthly_capacity_factors (hydro_simple_scenario_id, generation_plant_id, year, month, hydro_min_flow_mw, hydro_avg_flow_mw) SELECT 21 as hydro_simple_scenario_id, 158014 as generation_plant_id, 2013 as year, month, hydro_min_flow_mw, hydro_avg_flow_mw FROM switch.hydro_historical_monthly_capacity_factors WHERE generation_plant_id = 1157631087 AND hydro_simple_scenario_id = 1;

## hydro_historical_cf_2014
INSERT INTO switch.hydro_historical_monthly_capacity_factors (hydro_simple_scenario_id, generation_plant_id, year, month, hydro_min_flow_mw, hydro_avg_flow_mw)
SELECT 21 as hydro_simple_scenario_id, 154089 as generation_plant_id, 2004 as year, month, hydro_min_flow_mw, hydro_avg_flow_mw
FROM switch.hydro_historical_monthly_capacity_factors
WHERE generation_plant_id = 5000830
AND hydro_simple_scenario_id = 1
INSERT INTO switch.hydro_historical_monthly_capacity_factors (hydro_simple_scenario_id, generation_plant_id, year, month, hydro_min_flow_mw, hydro_avg_flow_mw) SELECT 21 as hydro_simple_scenario_id, | new_id | as generation_plant_id, | 2014 | as year, month, hydro_min_flow_mw, hydro_avg_flow_mw FROM switch.hydro_historical_monthly_capacity_factors WHERE generation_plant_id = | old_id | AND hydro_simple_scenario_id = 1;
INSERT INTO switch.hydro_historical_monthly_capacity_factors (hydro_simple_scenario_id, generation_plant_id, year, month, hydro_min_flow_mw, hydro_avg_flow_mw) SELECT 21 as hydro_simple_scenario_id, 157846 as generation_plant_id, 2014 as year, month, hydro_min_flow_mw, hydro_avg_flow_mw FROM switch.hydro_historical_monthly_capacity_factors WHERE generation_plant_id = 5000830 AND hydro_simple_scenario_id = 1;
INSERT INTO switch.hydro_historical_monthly_capacity_factors (hydro_simple_scenario_id, generation_plant_id, year, month, hydro_min_flow_mw, hydro_avg_flow_mw) SELECT 21 as hydro_simple_scenario_id, 157959 as generation_plant_id, 2014 as year, month, hydro_min_flow_mw, hydro_avg_flow_mw FROM switch.hydro_historical_monthly_capacity_factors WHERE generation_plant_id = 1157631032 AND hydro_simple_scenario_id = 1;
INSERT INTO switch.hydro_historical_monthly_capacity_factors (hydro_simple_scenario_id, generation_plant_id, year, month, hydro_min_flow_mw, hydro_avg_flow_mw) SELECT 21 as hydro_simple_scenario_id, 157847 as generation_plant_id, 2014 as year, month, hydro_min_flow_mw, hydro_avg_flow_mw FROM switch.hydro_historical_monthly_capacity_factors WHERE generation_plant_id = 5000831 AND hydro_simple_scenario_id = 1;
INSERT INTO switch.hydro_historical_monthly_capacity_factors (hydro_simple_scenario_id, generation_plant_id, year, month, hydro_min_flow_mw, hydro_avg_flow_mw) SELECT 21 as hydro_simple_scenario_id, 158008 as generation_plant_id, 2014 as year, month, hydro_min_flow_mw, hydro_avg_flow_mw FROM switch.hydro_historical_monthly_capacity_factors WHERE generation_plant_id = 1157631081 AND hydro_simple_scenario_id = 1;
INSERT INTO switch.hydro_historical_monthly_capacity_factors (hydro_simple_scenario_id, generation_plant_id, year, month, hydro_min_flow_mw, hydro_avg_flow_mw) SELECT 21 as hydro_simple_scenario_id, 157848 as generation_plant_id, 2014 as year, month, hydro_min_flow_mw, hydro_avg_flow_mw FROM switch.hydro_historical_monthly_capacity_factors WHERE generation_plant_id = 5000832 AND hydro_simple_scenario_id = 1;
INSERT INTO switch.hydro_historical_monthly_capacity_factors (hydro_simple_scenario_id, generation_plant_id, year, month, hydro_min_flow_mw, hydro_avg_flow_mw) SELECT 21 as hydro_simple_scenario_id, 157849 as generation_plant_id, 2014 as year, month, hydro_min_flow_mw, hydro_avg_flow_mw FROM switch.hydro_historical_monthly_capacity_factors WHERE generation_plant_id = 5000833 AND hydro_simple_scenario_id = 1;
INSERT INTO switch.hydro_historical_monthly_capacity_factors (hydro_simple_scenario_id, generation_plant_id, year, month, hydro_min_flow_mw, hydro_avg_flow_mw) SELECT 21 as hydro_simple_scenario_id, 157851 as generation_plant_id, 2014 as year, month, hydro_min_flow_mw, hydro_avg_flow_mw FROM switch.hydro_historical_monthly_capacity_factors WHERE generation_plant_id = 5000835 AND hydro_simple_scenario_id = 1;
INSERT INTO switch.hydro_historical_monthly_capacity_factors (hydro_simple_scenario_id, generation_plant_id, year, month, hydro_min_flow_mw, hydro_avg_flow_mw) SELECT 21 as hydro_simple_scenario_id, 157850 as generation_plant_id, 2014 as year, month, hydro_min_flow_mw, hydro_avg_flow_mw FROM switch.hydro_historical_monthly_capacity_factors WHERE generation_plant_id = 5000834 AND hydro_simple_scenario_id = 1;
INSERT INTO switch.hydro_historical_monthly_capacity_factors (hydro_simple_scenario_id, generation_plant_id, year, month, hydro_min_flow_mw, hydro_avg_flow_mw) SELECT 21 as hydro_simple_scenario_id, 158044 as generation_plant_id, 2014 as year, month, hydro_min_flow_mw, hydro_avg_flow_mw FROM switch.hydro_historical_monthly_capacity_factors WHERE generation_plant_id = 1157631117 AND hydro_simple_scenario_id = 1;
INSERT INTO switch.hydro_historical_monthly_capacity_factors (hydro_simple_scenario_id, generation_plant_id, year, month, hydro_min_flow_mw, hydro_avg_flow_mw) SELECT 21 as hydro_simple_scenario_id, 157961 as generation_plant_id, 2014 as year, month, hydro_min_flow_mw, hydro_avg_flow_mw FROM switch.hydro_historical_monthly_capacity_factors WHERE generation_plant_id = 1157631034 AND hydro_simple_scenario_id = 1;
INSERT INTO switch.hydro_historical_monthly_capacity_factors (hydro_simple_scenario_id, generation_plant_id, year, month, hydro_min_flow_mw, hydro_avg_flow_mw) SELECT 21 as hydro_simple_scenario_id, 157960 as generation_plant_id, 2014 as year, month, hydro_min_flow_mw, hydro_avg_flow_mw FROM switch.hydro_historical_monthly_capacity_factors WHERE generation_plant_id = 1157631033 AND hydro_simple_scenario_id = 1;
INSERT INTO switch.hydro_historical_monthly_capacity_factors (hydro_simple_scenario_id, generation_plant_id, year, month, hydro_min_flow_mw, hydro_avg_flow_mw) SELECT 21 as hydro_simple_scenario_id, 157824 as generation_plant_id, 2014 as year, month, hydro_min_flow_mw, hydro_avg_flow_mw FROM switch.hydro_historical_monthly_capacity_factors WHERE generation_plant_id = 5000808 AND hydro_simple_scenario_id = 1;
INSERT INTO switch.hydro_historical_monthly_capacity_factors (hydro_simple_scenario_id, generation_plant_id, year, month, hydro_min_flow_mw, hydro_avg_flow_mw) SELECT 21 as hydro_simple_scenario_id, 157971 as generation_plant_id, 2014 as year, month, hydro_min_flow_mw, hydro_avg_flow_mw FROM switch.hydro_historical_monthly_capacity_factors WHERE generation_plant_id = 1157631044 AND hydro_simple_scenario_id = 1;
INSERT INTO switch.hydro_historical_monthly_capacity_factors (hydro_simple_scenario_id, generation_plant_id, year, month, hydro_min_flow_mw, hydro_avg_flow_mw) SELECT 21 as hydro_simple_scenario_id, 157972 as generation_plant_id, 2014 as year, month, hydro_min_flow_mw, hydro_avg_flow_mw FROM switch.hydro_historical_monthly_capacity_factors WHERE generation_plant_id = 1157631045 AND hydro_simple_scenario_id = 1;
INSERT INTO switch.hydro_historical_monthly_capacity_factors (hydro_simple_scenario_id, generation_plant_id, year, month, hydro_min_flow_mw, hydro_avg_flow_mw) SELECT 21 as hydro_simple_scenario_id, 157970 as generation_plant_id, 2014 as year, month, hydro_min_flow_mw, hydro_avg_flow_mw FROM switch.hydro_historical_monthly_capacity_factors WHERE generation_plant_id = 1157631043 AND hydro_simple_scenario_id = 1;
INSERT INTO switch.hydro_historical_monthly_capacity_factors (hydro_simple_scenario_id, generation_plant_id, year, month, hydro_min_flow_mw, hydro_avg_flow_mw) SELECT 21 as hydro_simple_scenario_id, 157945 as generation_plant_id, 2014 as year, month, hydro_min_flow_mw, hydro_avg_flow_mw FROM switch.hydro_historical_monthly_capacity_factors WHERE generation_plant_id = 1157631018 AND hydro_simple_scenario_id = 1;
INSERT INTO switch.hydro_historical_monthly_capacity_factors (hydro_simple_scenario_id, generation_plant_id, year, month, hydro_min_flow_mw, hydro_avg_flow_mw) SELECT 21 as hydro_simple_scenario_id, 157825 as generation_plant_id, 2014 as year, month, hydro_min_flow_mw, hydro_avg_flow_mw FROM switch.hydro_historical_monthly_capacity_factors WHERE generation_plant_id = 5000809 AND hydro_simple_scenario_id = 1;
INSERT INTO switch.hydro_historical_monthly_capacity_factors (hydro_simple_scenario_id, generation_plant_id, year, month, hydro_min_flow_mw, hydro_avg_flow_mw) SELECT 21 as hydro_simple_scenario_id, 157826 as generation_plant_id, 2014 as year, month, hydro_min_flow_mw, hydro_avg_flow_mw FROM switch.hydro_historical_monthly_capacity_factors WHERE generation_plant_id = 5000810 AND hydro_simple_scenario_id = 1;
INSERT INTO switch.hydro_historical_monthly_capacity_factors (hydro_simple_scenario_id, generation_plant_id, year, month, hydro_min_flow_mw, hydro_avg_flow_mw) SELECT 21 as hydro_simple_scenario_id, 157827 as generation_plant_id, 2014 as year, month, hydro_min_flow_mw, hydro_avg_flow_mw FROM switch.hydro_historical_monthly_capacity_factors WHERE generation_plant_id = 5000811 AND hydro_simple_scenario_id = 1;
INSERT INTO switch.hydro_historical_monthly_capacity_factors (hydro_simple_scenario_id, generation_plant_id, year, month, hydro_min_flow_mw, hydro_avg_flow_mw) SELECT 21 as hydro_simple_scenario_id, 157852 as generation_plant_id, 2014 as year, month, hydro_min_flow_mw, hydro_avg_flow_mw FROM switch.hydro_historical_monthly_capacity_factors WHERE generation_plant_id = 5000836 AND hydro_simple_scenario_id = 1;
INSERT INTO switch.hydro_historical_monthly_capacity_factors (hydro_simple_scenario_id, generation_plant_id, year, month, hydro_min_flow_mw, hydro_avg_flow_mw) SELECT 21 as hydro_simple_scenario_id, 157853 as generation_plant_id, 2014 as year, month, hydro_min_flow_mw, hydro_avg_flow_mw FROM switch.hydro_historical_monthly_capacity_factors WHERE generation_plant_id = 5000837 AND hydro_simple_scenario_id = 1;
INSERT INTO switch.hydro_historical_monthly_capacity_factors (hydro_simple_scenario_id, generation_plant_id, year, month, hydro_min_flow_mw, hydro_avg_flow_mw) SELECT 21 as hydro_simple_scenario_id, 157828 as generation_plant_id, 2014 as year, month, hydro_min_flow_mw, hydro_avg_flow_mw FROM switch.hydro_historical_monthly_capacity_factors WHERE generation_plant_id = 5000812 AND hydro_simple_scenario_id = 1;
INSERT INTO switch.hydro_historical_monthly_capacity_factors (hydro_simple_scenario_id, generation_plant_id, year, month, hydro_min_flow_mw, hydro_avg_flow_mw) SELECT 21 as hydro_simple_scenario_id, 157829 as generation_plant_id, 2014 as year, month, hydro_min_flow_mw, hydro_avg_flow_mw FROM switch.hydro_historical_monthly_capacity_factors WHERE generation_plant_id = 5000813 AND hydro_simple_scenario_id = 1;
INSERT INTO switch.hydro_historical_monthly_capacity_factors (hydro_simple_scenario_id, generation_plant_id, year, month, hydro_min_flow_mw, hydro_avg_flow_mw) SELECT 21 as hydro_simple_scenario_id, 157854 as generation_plant_id, 2014 as year, month, hydro_min_flow_mw, hydro_avg_flow_mw FROM switch.hydro_historical_monthly_capacity_factors WHERE generation_plant_id = 5000838 AND hydro_simple_scenario_id = 1;
INSERT INTO switch.hydro_historical_monthly_capacity_factors (hydro_simple_scenario_id, generation_plant_id, year, month, hydro_min_flow_mw, hydro_avg_flow_mw) SELECT 21 as hydro_simple_scenario_id, 157855 as generation_plant_id, 2014 as year, month, hydro_min_flow_mw, hydro_avg_flow_mw FROM switch.hydro_historical_monthly_capacity_factors WHERE generation_plant_id = 5000839 AND hydro_simple_scenario_id = 1;
INSERT INTO switch.hydro_historical_monthly_capacity_factors (hydro_simple_scenario_id, generation_plant_id, year, month, hydro_min_flow_mw, hydro_avg_flow_mw) SELECT 21 as hydro_simple_scenario_id, 157856 as generation_plant_id, 2014 as year, month, hydro_min_flow_mw, hydro_avg_flow_mw FROM switch.hydro_historical_monthly_capacity_factors WHERE generation_plant_id = 5000840 AND hydro_simple_scenario_id = 1;
INSERT INTO switch.hydro_historical_monthly_capacity_factors (hydro_simple_scenario_id, generation_plant_id, year, month, hydro_min_flow_mw, hydro_avg_flow_mw) SELECT 21 as hydro_simple_scenario_id, 157857 as generation_plant_id, 2014 as year, month, hydro_min_flow_mw, hydro_avg_flow_mw FROM switch.hydro_historical_monthly_capacity_factors WHERE generation_plant_id = 5000841 AND hydro_simple_scenario_id = 1;
INSERT INTO switch.hydro_historical_monthly_capacity_factors (hydro_simple_scenario_id, generation_plant_id, year, month, hydro_min_flow_mw, hydro_avg_flow_mw) SELECT 21 as hydro_simple_scenario_id, 157858 as generation_plant_id, 2014 as year, month, hydro_min_flow_mw, hydro_avg_flow_mw FROM switch.hydro_historical_monthly_capacity_factors WHERE generation_plant_id = 5000842 AND hydro_simple_scenario_id = 1;
INSERT INTO switch.hydro_historical_monthly_capacity_factors (hydro_simple_scenario_id, generation_plant_id, year, month, hydro_min_flow_mw, hydro_avg_flow_mw) SELECT 21 as hydro_simple_scenario_id, 158046 as generation_plant_id, 2014 as year, month, hydro_min_flow_mw, hydro_avg_flow_mw FROM switch.hydro_historical_monthly_capacity_factors WHERE generation_plant_id = 1157631119 AND hydro_simple_scenario_id = 1;
INSERT INTO switch.hydro_historical_monthly_capacity_factors (hydro_simple_scenario_id, generation_plant_id, year, month, hydro_min_flow_mw, hydro_avg_flow_mw) SELECT 21 as hydro_simple_scenario_id, 158047 as generation_plant_id, 2014 as year, month, hydro_min_flow_mw, hydro_avg_flow_mw FROM switch.hydro_historical_monthly_capacity_factors WHERE generation_plant_id = 1157631120 AND hydro_simple_scenario_id = 1;
INSERT INTO switch.hydro_historical_monthly_capacity_factors (hydro_simple_scenario_id, generation_plant_id, year, month, hydro_min_flow_mw, hydro_avg_flow_mw) SELECT 21 as hydro_simple_scenario_id, 158048 as generation_plant_id, 2014 as year, month, hydro_min_flow_mw, hydro_avg_flow_mw FROM switch.hydro_historical_monthly_capacity_factors WHERE generation_plant_id = 1157631121 AND hydro_simple_scenario_id = 1;
INSERT INTO switch.hydro_historical_monthly_capacity_factors (hydro_simple_scenario_id, generation_plant_id, year, month, hydro_min_flow_mw, hydro_avg_flow_mw) SELECT 21 as hydro_simple_scenario_id, 158049 as generation_plant_id, 2014 as year, month, hydro_min_flow_mw, hydro_avg_flow_mw FROM switch.hydro_historical_monthly_capacity_factors WHERE generation_plant_id = 1157631122 AND hydro_simple_scenario_id = 1;
INSERT INTO switch.hydro_historical_monthly_capacity_factors (hydro_simple_scenario_id, generation_plant_id, year, month, hydro_min_flow_mw, hydro_avg_flow_mw) SELECT 21 as hydro_simple_scenario_id, 158050 as generation_plant_id, 2014 as year, month, hydro_min_flow_mw, hydro_avg_flow_mw FROM switch.hydro_historical_monthly_capacity_factors WHERE generation_plant_id = 1157631123 AND hydro_simple_scenario_id = 1;
INSERT INTO switch.hydro_historical_monthly_capacity_factors (hydro_simple_scenario_id, generation_plant_id, year, month, hydro_min_flow_mw, hydro_avg_flow_mw) SELECT 21 as hydro_simple_scenario_id, 158051 as generation_plant_id, 2014 as year, month, hydro_min_flow_mw, hydro_avg_flow_mw FROM switch.hydro_historical_monthly_capacity_factors WHERE generation_plant_id = 1157631124 AND hydro_simple_scenario_id = 1;
INSERT INTO switch.hydro_historical_monthly_capacity_factors (hydro_simple_scenario_id, generation_plant_id, year, month, hydro_min_flow_mw, hydro_avg_flow_mw) SELECT 21 as hydro_simple_scenario_id, 157859 as generation_plant_id, 2014 as year, month, hydro_min_flow_mw, hydro_avg_flow_mw FROM switch.hydro_historical_monthly_capacity_factors WHERE generation_plant_id = 5000843 AND hydro_simple_scenario_id = 1;
INSERT INTO switch.hydro_historical_monthly_capacity_factors (hydro_simple_scenario_id, generation_plant_id, year, month, hydro_min_flow_mw, hydro_avg_flow_mw) SELECT 21 as hydro_simple_scenario_id, 157860 as generation_plant_id, 2014 as year, month, hydro_min_flow_mw, hydro_avg_flow_mw FROM switch.hydro_historical_monthly_capacity_factors WHERE generation_plant_id = 5000844 AND hydro_simple_scenario_id = 1;
INSERT INTO switch.hydro_historical_monthly_capacity_factors (hydro_simple_scenario_id, generation_plant_id, year, month, hydro_min_flow_mw, hydro_avg_flow_mw) SELECT 21 as hydro_simple_scenario_id, 157940 as generation_plant_id, 2014 as year, month, hydro_min_flow_mw, hydro_avg_flow_mw FROM switch.hydro_historical_monthly_capacity_factors WHERE generation_plant_id = 1157631013 AND hydro_simple_scenario_id = 1;
INSERT INTO switch.hydro_historical_monthly_capacity_factors (hydro_simple_scenario_id, generation_plant_id, year, month, hydro_min_flow_mw, hydro_avg_flow_mw) SELECT 21 as hydro_simple_scenario_id, 157978 as generation_plant_id, 2014 as year, month, hydro_min_flow_mw, hydro_avg_flow_mw FROM switch.hydro_historical_monthly_capacity_factors WHERE generation_plant_id = 1157631051 AND hydro_simple_scenario_id = 1;
INSERT INTO switch.hydro_historical_monthly_capacity_factors (hydro_simple_scenario_id, generation_plant_id, year, month, hydro_min_flow_mw, hydro_avg_flow_mw) SELECT 21 as hydro_simple_scenario_id, 157861 as generation_plant_id, 2014 as year, month, hydro_min_flow_mw, hydro_avg_flow_mw FROM switch.hydro_historical_monthly_capacity_factors WHERE generation_plant_id = 5000845 AND hydro_simple_scenario_id = 1;
INSERT INTO switch.hydro_historical_monthly_capacity_factors (hydro_simple_scenario_id, generation_plant_id, year, month, hydro_min_flow_mw, hydro_avg_flow_mw) SELECT 21 as hydro_simple_scenario_id, 158018 as generation_plant_id, 2014 as year, month, hydro_min_flow_mw, hydro_avg_flow_mw FROM switch.hydro_historical_monthly_capacity_factors WHERE generation_plant_id = 1157631091 AND hydro_simple_scenario_id = 1;
INSERT INTO switch.hydro_historical_monthly_capacity_factors (hydro_simple_scenario_id, generation_plant_id, year, month, hydro_min_flow_mw, hydro_avg_flow_mw) SELECT 21 as hydro_simple_scenario_id, 158019 as generation_plant_id, 2014 as year, month, hydro_min_flow_mw, hydro_avg_flow_mw FROM switch.hydro_historical_monthly_capacity_factors WHERE generation_plant_id = 1157631092 AND hydro_simple_scenario_id = 1;
INSERT INTO switch.hydro_historical_monthly_capacity_factors (hydro_simple_scenario_id, generation_plant_id, year, month, hydro_min_flow_mw, hydro_avg_flow_mw) SELECT 21 as hydro_simple_scenario_id, 157830 as generation_plant_id, 2014 as year, month, hydro_min_flow_mw, hydro_avg_flow_mw FROM switch.hydro_historical_monthly_capacity_factors WHERE generation_plant_id = 5000814 AND hydro_simple_scenario_id = 1;
INSERT INTO switch.hydro_historical_monthly_capacity_factors (hydro_simple_scenario_id, generation_plant_id, year, month, hydro_min_flow_mw, hydro_avg_flow_mw) SELECT 21 as hydro_simple_scenario_id, 157958 as generation_plant_id, 2014 as year, month, hydro_min_flow_mw, hydro_avg_flow_mw FROM switch.hydro_historical_monthly_capacity_factors WHERE generation_plant_id = 1157631031 AND hydro_simple_scenario_id = 1;
INSERT INTO switch.hydro_historical_monthly_capacity_factors (hydro_simple_scenario_id, generation_plant_id, year, month, hydro_min_flow_mw, hydro_avg_flow_mw) SELECT 21 as hydro_simple_scenario_id, 157950 as generation_plant_id, 2014 as year, month, hydro_min_flow_mw, hydro_avg_flow_mw FROM switch.hydro_historical_monthly_capacity_factors WHERE generation_plant_id = 1157631023 AND hydro_simple_scenario_id = 1;
INSERT INTO switch.hydro_historical_monthly_capacity_factors (hydro_simple_scenario_id, generation_plant_id, year, month, hydro_min_flow_mw, hydro_avg_flow_mw) SELECT 21 as hydro_simple_scenario_id, 157941 as generation_plant_id, 2014 as year, month, hydro_min_flow_mw, hydro_avg_flow_mw FROM switch.hydro_historical_monthly_capacity_factors WHERE generation_plant_id = 1157631014 AND hydro_simple_scenario_id = 1;
INSERT INTO switch.hydro_historical_monthly_capacity_factors (hydro_simple_scenario_id, generation_plant_id, year, month, hydro_min_flow_mw, hydro_avg_flow_mw) SELECT 21 as hydro_simple_scenario_id, 158031 as generation_plant_id, 2014 as year, month, hydro_min_flow_mw, hydro_avg_flow_mw FROM switch.hydro_historical_monthly_capacity_factors WHERE generation_plant_id = 1157631104 AND hydro_simple_scenario_id = 1;
INSERT INTO switch.hydro_historical_monthly_capacity_factors (hydro_simple_scenario_id, generation_plant_id, year, month, hydro_min_flow_mw, hydro_avg_flow_mw) SELECT 21 as hydro_simple_scenario_id, 158028 as generation_plant_id, 2014 as year, month, hydro_min_flow_mw, hydro_avg_flow_mw FROM switch.hydro_historical_monthly_capacity_factors WHERE generation_plant_id = 1157631101 AND hydro_simple_scenario_id = 1;
INSERT INTO switch.hydro_historical_monthly_capacity_factors (hydro_simple_scenario_id, generation_plant_id, year, month, hydro_min_flow_mw, hydro_avg_flow_mw) SELECT 21 as hydro_simple_scenario_id, 158029 as generation_plant_id, 2014 as year, month, hydro_min_flow_mw, hydro_avg_flow_mw FROM switch.hydro_historical_monthly_capacity_factors WHERE generation_plant_id = 1157631102 AND hydro_simple_scenario_id = 1;
INSERT INTO switch.hydro_historical_monthly_capacity_factors (hydro_simple_scenario_id, generation_plant_id, year, month, hydro_min_flow_mw, hydro_avg_flow_mw) SELECT 21 as hydro_simple_scenario_id, 158030 as generation_plant_id, 2014 as year, month, hydro_min_flow_mw, hydro_avg_flow_mw FROM switch.hydro_historical_monthly_capacity_factors WHERE generation_plant_id = 1157631103 AND hydro_simple_scenario_id = 1;
INSERT INTO switch.hydro_historical_monthly_capacity_factors (hydro_simple_scenario_id, generation_plant_id, year, month, hydro_min_flow_mw, hydro_avg_flow_mw) SELECT 21 as hydro_simple_scenario_id, 158034 as generation_plant_id, 2014 as year, month, hydro_min_flow_mw, hydro_avg_flow_mw FROM switch.hydro_historical_monthly_capacity_factors WHERE generation_plant_id = 1157631107 AND hydro_simple_scenario_id = 1;
INSERT INTO switch.hydro_historical_monthly_capacity_factors (hydro_simple_scenario_id, generation_plant_id, year, month, hydro_min_flow_mw, hydro_avg_flow_mw) SELECT 21 as hydro_simple_scenario_id, 158036 as generation_plant_id, 2014 as year, month, hydro_min_flow_mw, hydro_avg_flow_mw FROM switch.hydro_historical_monthly_capacity_factors WHERE generation_plant_id = 1157631109 AND hydro_simple_scenario_id = 1;
INSERT INTO switch.hydro_historical_monthly_capacity_factors (hydro_simple_scenario_id, generation_plant_id, year, month, hydro_min_flow_mw, hydro_avg_flow_mw) SELECT 21 as hydro_simple_scenario_id, 158037 as generation_plant_id, 2014 as year, month, hydro_min_flow_mw, hydro_avg_flow_mw FROM switch.hydro_historical_monthly_capacity_factors WHERE generation_plant_id = 1157631110 AND hydro_simple_scenario_id = 1;
INSERT INTO switch.hydro_historical_monthly_capacity_factors (hydro_simple_scenario_id, generation_plant_id, year, month, hydro_min_flow_mw, hydro_avg_flow_mw) SELECT 21 as hydro_simple_scenario_id, 158039 as generation_plant_id, 2014 as year, month, hydro_min_flow_mw, hydro_avg_flow_mw FROM switch.hydro_historical_monthly_capacity_factors WHERE generation_plant_id = 1157631112 AND hydro_simple_scenario_id = 1;
INSERT INTO switch.hydro_historical_monthly_capacity_factors (hydro_simple_scenario_id, generation_plant_id, year, month, hydro_min_flow_mw, hydro_avg_flow_mw) SELECT 21 as hydro_simple_scenario_id, 158038 as generation_plant_id, 2014 as year, month, hydro_min_flow_mw, hydro_avg_flow_mw FROM switch.hydro_historical_monthly_capacity_factors WHERE generation_plant_id = 1157631111 AND hydro_simple_scenario_id = 1;
INSERT INTO switch.hydro_historical_monthly_capacity_factors (hydro_simple_scenario_id, generation_plant_id, year, month, hydro_min_flow_mw, hydro_avg_flow_mw) SELECT 21 as hydro_simple_scenario_id, 158027 as generation_plant_id, 2014 as year, month, hydro_min_flow_mw, hydro_avg_flow_mw FROM switch.hydro_historical_monthly_capacity_factors WHERE generation_plant_id = 1157631100 AND hydro_simple_scenario_id = 1;
INSERT INTO switch.hydro_historical_monthly_capacity_factors (hydro_simple_scenario_id, generation_plant_id, year, month, hydro_min_flow_mw, hydro_avg_flow_mw) SELECT 21 as hydro_simple_scenario_id, 158035 as generation_plant_id, 2014 as year, month, hydro_min_flow_mw, hydro_avg_flow_mw FROM switch.hydro_historical_monthly_capacity_factors WHERE generation_plant_id = 1157631108 AND hydro_simple_scenario_id = 1;
INSERT INTO switch.hydro_historical_monthly_capacity_factors (hydro_simple_scenario_id, generation_plant_id, year, month, hydro_min_flow_mw, hydro_avg_flow_mw) SELECT 21 as hydro_simple_scenario_id, 158033 as generation_plant_id, 2014 as year, month, hydro_min_flow_mw, hydro_avg_flow_mw FROM switch.hydro_historical_monthly_capacity_factors WHERE generation_plant_id = 1157631106 AND hydro_simple_scenario_id = 1;
INSERT INTO switch.hydro_historical_monthly_capacity_factors (hydro_simple_scenario_id, generation_plant_id, year, month, hydro_min_flow_mw, hydro_avg_flow_mw) SELECT 21 as hydro_simple_scenario_id, 158032 as generation_plant_id, 2014 as year, month, hydro_min_flow_mw, hydro_avg_flow_mw FROM switch.hydro_historical_monthly_capacity_factors WHERE generation_plant_id = 1157631105 AND hydro_simple_scenario_id = 1;
INSERT INTO switch.hydro_historical_monthly_capacity_factors (hydro_simple_scenario_id, generation_plant_id, year, month, hydro_min_flow_mw, hydro_avg_flow_mw) SELECT 21 as hydro_simple_scenario_id, 157862 as generation_plant_id, 2014 as year, month, hydro_min_flow_mw, hydro_avg_flow_mw FROM switch.hydro_historical_monthly_capacity_factors WHERE generation_plant_id = 5000846 AND hydro_simple_scenario_id = 1;
INSERT INTO switch.hydro_historical_monthly_capacity_factors (hydro_simple_scenario_id, generation_plant_id, year, month, hydro_min_flow_mw, hydro_avg_flow_mw) SELECT 21 as hydro_simple_scenario_id, 157831 as generation_plant_id, 2014 as year, month, hydro_min_flow_mw, hydro_avg_flow_mw FROM switch.hydro_historical_monthly_capacity_factors WHERE generation_plant_id = 5000815 AND hydro_simple_scenario_id = 1;
INSERT INTO switch.hydro_historical_monthly_capacity_factors (hydro_simple_scenario_id, generation_plant_id, year, month, hydro_min_flow_mw, hydro_avg_flow_mw) SELECT 21 as hydro_simple_scenario_id, 157863 as generation_plant_id, 2014 as year, month, hydro_min_flow_mw, hydro_avg_flow_mw FROM switch.hydro_historical_monthly_capacity_factors WHERE generation_plant_id = 5000847 AND hydro_simple_scenario_id = 1;
INSERT INTO switch.hydro_historical_monthly_capacity_factors (hydro_simple_scenario_id, generation_plant_id, year, month, hydro_min_flow_mw, hydro_avg_flow_mw) SELECT 21 as hydro_simple_scenario_id, 157864 as generation_plant_id, 2014 as year, month, hydro_min_flow_mw, hydro_avg_flow_mw FROM switch.hydro_historical_monthly_capacity_factors WHERE generation_plant_id = 5000848 AND hydro_simple_scenario_id = 1;
INSERT INTO switch.hydro_historical_monthly_capacity_factors (hydro_simple_scenario_id, generation_plant_id, year, month, hydro_min_flow_mw, hydro_avg_flow_mw) SELECT 21 as hydro_simple_scenario_id, 157865 as generation_plant_id, 2014 as year, month, hydro_min_flow_mw, hydro_avg_flow_mw FROM switch.hydro_historical_monthly_capacity_factors WHERE generation_plant_id = 5000849 AND hydro_simple_scenario_id = 1;
INSERT INTO switch.hydro_historical_monthly_capacity_factors (hydro_simple_scenario_id, generation_plant_id, year, month, hydro_min_flow_mw, hydro_avg_flow_mw) SELECT 21 as hydro_simple_scenario_id, 157866 as generation_plant_id, 2014 as year, month, hydro_min_flow_mw, hydro_avg_flow_mw FROM switch.hydro_historical_monthly_capacity_factors WHERE generation_plant_id = 5000850 AND hydro_simple_scenario_id = 1;
INSERT INTO switch.hydro_historical_monthly_capacity_factors (hydro_simple_scenario_id, generation_plant_id, year, month, hydro_min_flow_mw, hydro_avg_flow_mw) SELECT 21 as hydro_simple_scenario_id, 157993 as generation_plant_id, 2014 as year, month, hydro_min_flow_mw, hydro_avg_flow_mw FROM switch.hydro_historical_monthly_capacity_factors WHERE generation_plant_id = 1157631066 AND hydro_simple_scenario_id = 1;
INSERT INTO switch.hydro_historical_monthly_capacity_factors (hydro_simple_scenario_id, generation_plant_id, year, month, hydro_min_flow_mw, hydro_avg_flow_mw) SELECT 21 as hydro_simple_scenario_id, 157995 as generation_plant_id, 2014 as year, month, hydro_min_flow_mw, hydro_avg_flow_mw FROM switch.hydro_historical_monthly_capacity_factors WHERE generation_plant_id = 1157631068 AND hydro_simple_scenario_id = 1;
INSERT INTO switch.hydro_historical_monthly_capacity_factors (hydro_simple_scenario_id, generation_plant_id, year, month, hydro_min_flow_mw, hydro_avg_flow_mw) SELECT 21 as hydro_simple_scenario_id, 157867 as generation_plant_id, 2014 as year, month, hydro_min_flow_mw, hydro_avg_flow_mw FROM switch.hydro_historical_monthly_capacity_factors WHERE generation_plant_id = 5000851 AND hydro_simple_scenario_id = 1;
INSERT INTO switch.hydro_historical_monthly_capacity_factors (hydro_simple_scenario_id, generation_plant_id, year, month, hydro_min_flow_mw, hydro_avg_flow_mw) SELECT 21 as hydro_simple_scenario_id, 158006 as generation_plant_id, 2014 as year, month, hydro_min_flow_mw, hydro_avg_flow_mw FROM switch.hydro_historical_monthly_capacity_factors WHERE generation_plant_id = 1157631079 AND hydro_simple_scenario_id = 1;
INSERT INTO switch.hydro_historical_monthly_capacity_factors (hydro_simple_scenario_id, generation_plant_id, year, month, hydro_min_flow_mw, hydro_avg_flow_mw) SELECT 21 as hydro_simple_scenario_id, 157868 as generation_plant_id, 2014 as year, month, hydro_min_flow_mw, hydro_avg_flow_mw FROM switch.hydro_historical_monthly_capacity_factors WHERE generation_plant_id = 5000852 AND hydro_simple_scenario_id = 1;
INSERT INTO switch.hydro_historical_monthly_capacity_factors (hydro_simple_scenario_id, generation_plant_id, year, month, hydro_min_flow_mw, hydro_avg_flow_mw) SELECT 21 as hydro_simple_scenario_id, 157832 as generation_plant_id, 2014 as year, month, hydro_min_flow_mw, hydro_avg_flow_mw FROM switch.hydro_historical_monthly_capacity_factors WHERE generation_plant_id = 5000816 AND hydro_simple_scenario_id = 1;
INSERT INTO switch.hydro_historical_monthly_capacity_factors (hydro_simple_scenario_id, generation_plant_id, year, month, hydro_min_flow_mw, hydro_avg_flow_mw) SELECT 21 as hydro_simple_scenario_id, 157869 as generation_plant_id, 2014 as year, month, hydro_min_flow_mw, hydro_avg_flow_mw FROM switch.hydro_historical_monthly_capacity_factors WHERE generation_plant_id = 5000853 AND hydro_simple_scenario_id = 1;
INSERT INTO switch.hydro_historical_monthly_capacity_factors (hydro_simple_scenario_id, generation_plant_id, year, month, hydro_min_flow_mw, hydro_avg_flow_mw) SELECT 21 as hydro_simple_scenario_id, 157870 as generation_plant_id, 2014 as year, month, hydro_min_flow_mw, hydro_avg_flow_mw FROM switch.hydro_historical_monthly_capacity_factors WHERE generation_plant_id = 5000854 AND hydro_simple_scenario_id = 1;
INSERT INTO switch.hydro_historical_monthly_capacity_factors (hydro_simple_scenario_id, generation_plant_id, year, month, hydro_min_flow_mw, hydro_avg_flow_mw) SELECT 21 as hydro_simple_scenario_id, 157957 as generation_plant_id, 2014 as year, month, hydro_min_flow_mw, hydro_avg_flow_mw FROM switch.hydro_historical_monthly_capacity_factors WHERE generation_plant_id = 1157631030 AND hydro_simple_scenario_id = 1;
INSERT INTO switch.hydro_historical_monthly_capacity_factors (hydro_simple_scenario_id, generation_plant_id, year, month, hydro_min_flow_mw, hydro_avg_flow_mw) SELECT 21 as hydro_simple_scenario_id, 157954 as generation_plant_id, 2014 as year, month, hydro_min_flow_mw, hydro_avg_flow_mw FROM switch.hydro_historical_monthly_capacity_factors WHERE generation_plant_id = 1157631027 AND hydro_simple_scenario_id = 1;
INSERT INTO switch.hydro_historical_monthly_capacity_factors (hydro_simple_scenario_id, generation_plant_id, year, month, hydro_min_flow_mw, hydro_avg_flow_mw) SELECT 21 as hydro_simple_scenario_id, 157953 as generation_plant_id, 2014 as year, month, hydro_min_flow_mw, hydro_avg_flow_mw FROM switch.hydro_historical_monthly_capacity_factors WHERE generation_plant_id = 1157631026 AND hydro_simple_scenario_id = 1;
INSERT INTO switch.hydro_historical_monthly_capacity_factors (hydro_simple_scenario_id, generation_plant_id, year, month, hydro_min_flow_mw, hydro_avg_flow_mw) SELECT 21 as hydro_simple_scenario_id, 157871 as generation_plant_id, 2014 as year, month, hydro_min_flow_mw, hydro_avg_flow_mw FROM switch.hydro_historical_monthly_capacity_factors WHERE generation_plant_id = 5000855 AND hydro_simple_scenario_id = 1;
INSERT INTO switch.hydro_historical_monthly_capacity_factors (hydro_simple_scenario_id, generation_plant_id, year, month, hydro_min_flow_mw, hydro_avg_flow_mw) SELECT 21 as hydro_simple_scenario_id, 157872 as generation_plant_id, 2014 as year, month, hydro_min_flow_mw, hydro_avg_flow_mw FROM switch.hydro_historical_monthly_capacity_factors WHERE generation_plant_id = 5000856 AND hydro_simple_scenario_id = 1;
INSERT INTO switch.hydro_historical_monthly_capacity_factors (hydro_simple_scenario_id, generation_plant_id, year, month, hydro_min_flow_mw, hydro_avg_flow_mw) SELECT 21 as hydro_simple_scenario_id, 157873 as generation_plant_id, 2014 as year, month, hydro_min_flow_mw, hydro_avg_flow_mw FROM switch.hydro_historical_monthly_capacity_factors WHERE generation_plant_id = 5000857 AND hydro_simple_scenario_id = 1;
INSERT INTO switch.hydro_historical_monthly_capacity_factors (hydro_simple_scenario_id, generation_plant_id, year, month, hydro_min_flow_mw, hydro_avg_flow_mw) SELECT 21 as hydro_simple_scenario_id, 158045 as generation_plant_id, 2014 as year, month, hydro_min_flow_mw, hydro_avg_flow_mw FROM switch.hydro_historical_monthly_capacity_factors WHERE generation_plant_id = 1157631118 AND hydro_simple_scenario_id = 1;
INSERT INTO switch.hydro_historical_monthly_capacity_factors (hydro_simple_scenario_id, generation_plant_id, year, month, hydro_min_flow_mw, hydro_avg_flow_mw) SELECT 21 as hydro_simple_scenario_id, 157992 as generation_plant_id, 2014 as year, month, hydro_min_flow_mw, hydro_avg_flow_mw FROM switch.hydro_historical_monthly_capacity_factors WHERE generation_plant_id = 1157631065 AND hydro_simple_scenario_id = 1;
INSERT INTO switch.hydro_historical_monthly_capacity_factors (hydro_simple_scenario_id, generation_plant_id, year, month, hydro_min_flow_mw, hydro_avg_flow_mw) SELECT 21 as hydro_simple_scenario_id, 158025 as generation_plant_id, 2014 as year, month, hydro_min_flow_mw, hydro_avg_flow_mw FROM switch.hydro_historical_monthly_capacity_factors WHERE generation_plant_id = 1157631098 AND hydro_simple_scenario_id = 1;
INSERT INTO switch.hydro_historical_monthly_capacity_factors (hydro_simple_scenario_id, generation_plant_id, year, month, hydro_min_flow_mw, hydro_avg_flow_mw) SELECT 21 as hydro_simple_scenario_id, 157994 as generation_plant_id, 2014 as year, month, hydro_min_flow_mw, hydro_avg_flow_mw FROM switch.hydro_historical_monthly_capacity_factors WHERE generation_plant_id = 1157631067 AND hydro_simple_scenario_id = 1;
INSERT INTO switch.hydro_historical_monthly_capacity_factors (hydro_simple_scenario_id, generation_plant_id, year, month, hydro_min_flow_mw, hydro_avg_flow_mw) SELECT 21 as hydro_simple_scenario_id, 157986 as generation_plant_id, 2014 as year, month, hydro_min_flow_mw, hydro_avg_flow_mw FROM switch.hydro_historical_monthly_capacity_factors WHERE generation_plant_id = 1157631059 AND hydro_simple_scenario_id = 1;
INSERT INTO switch.hydro_historical_monthly_capacity_factors (hydro_simple_scenario_id, generation_plant_id, year, month, hydro_min_flow_mw, hydro_avg_flow_mw) SELECT 21 as hydro_simple_scenario_id, 157874 as generation_plant_id, 2014 as year, month, hydro_min_flow_mw, hydro_avg_flow_mw FROM switch.hydro_historical_monthly_capacity_factors WHERE generation_plant_id = 5000858 AND hydro_simple_scenario_id = 1;
INSERT INTO switch.hydro_historical_monthly_capacity_factors (hydro_simple_scenario_id, generation_plant_id, year, month, hydro_min_flow_mw, hydro_avg_flow_mw) SELECT 21 as hydro_simple_scenario_id, 157875 as generation_plant_id, 2014 as year, month, hydro_min_flow_mw, hydro_avg_flow_mw FROM switch.hydro_historical_monthly_capacity_factors WHERE generation_plant_id = 5000859 AND hydro_simple_scenario_id = 1;
INSERT INTO switch.hydro_historical_monthly_capacity_factors (hydro_simple_scenario_id, generation_plant_id, year, month, hydro_min_flow_mw, hydro_avg_flow_mw) SELECT 21 as hydro_simple_scenario_id, 157876 as generation_plant_id, 2014 as year, month, hydro_min_flow_mw, hydro_avg_flow_mw FROM switch.hydro_historical_monthly_capacity_factors WHERE generation_plant_id = 5000860 AND hydro_simple_scenario_id = 1;
INSERT INTO switch.hydro_historical_monthly_capacity_factors (hydro_simple_scenario_id, generation_plant_id, year, month, hydro_min_flow_mw, hydro_avg_flow_mw) SELECT 21 as hydro_simple_scenario_id, 158021 as generation_plant_id, 2014 as year, month, hydro_min_flow_mw, hydro_avg_flow_mw FROM switch.hydro_historical_monthly_capacity_factors WHERE generation_plant_id = 1157631094 AND hydro_simple_scenario_id = 1;
INSERT INTO switch.hydro_historical_monthly_capacity_factors (hydro_simple_scenario_id, generation_plant_id, year, month, hydro_min_flow_mw, hydro_avg_flow_mw) SELECT 21 as hydro_simple_scenario_id, 158026 as generation_plant_id, 2014 as year, month, hydro_min_flow_mw, hydro_avg_flow_mw FROM switch.hydro_historical_monthly_capacity_factors WHERE generation_plant_id = 1157631099 AND hydro_simple_scenario_id = 1;
INSERT INTO switch.hydro_historical_monthly_capacity_factors (hydro_simple_scenario_id, generation_plant_id, year, month, hydro_min_flow_mw, hydro_avg_flow_mw) SELECT 21 as hydro_simple_scenario_id, 158022 as generation_plant_id, 2014 as year, month, hydro_min_flow_mw, hydro_avg_flow_mw FROM switch.hydro_historical_monthly_capacity_factors WHERE generation_plant_id = 1157631095 AND hydro_simple_scenario_id = 1;
INSERT INTO switch.hydro_historical_monthly_capacity_factors (hydro_simple_scenario_id, generation_plant_id, year, month, hydro_min_flow_mw, hydro_avg_flow_mw) SELECT 21 as hydro_simple_scenario_id, 157877 as generation_plant_id, 2014 as year, month, hydro_min_flow_mw, hydro_avg_flow_mw FROM switch.hydro_historical_monthly_capacity_factors WHERE generation_plant_id = 5000861 AND hydro_simple_scenario_id = 1;
INSERT INTO switch.hydro_historical_monthly_capacity_factors (hydro_simple_scenario_id, generation_plant_id, year, month, hydro_min_flow_mw, hydro_avg_flow_mw) SELECT 21 as hydro_simple_scenario_id, 157948 as generation_plant_id, 2014 as year, month, hydro_min_flow_mw, hydro_avg_flow_mw FROM switch.hydro_historical_monthly_capacity_factors WHERE generation_plant_id = 1157631021 AND hydro_simple_scenario_id = 1;
INSERT INTO switch.hydro_historical_monthly_capacity_factors (hydro_simple_scenario_id, generation_plant_id, year, month, hydro_min_flow_mw, hydro_avg_flow_mw) SELECT 21 as hydro_simple_scenario_id, 157969 as generation_plant_id, 2014 as year, month, hydro_min_flow_mw, hydro_avg_flow_mw FROM switch.hydro_historical_monthly_capacity_factors WHERE generation_plant_id = 1157631042 AND hydro_simple_scenario_id = 1;
INSERT INTO switch.hydro_historical_monthly_capacity_factors (hydro_simple_scenario_id, generation_plant_id, year, month, hydro_min_flow_mw, hydro_avg_flow_mw) SELECT 21 as hydro_simple_scenario_id, 157973 as generation_plant_id, 2014 as year, month, hydro_min_flow_mw, hydro_avg_flow_mw FROM switch.hydro_historical_monthly_capacity_factors WHERE generation_plant_id = 1157631046 AND hydro_simple_scenario_id = 1;
INSERT INTO switch.hydro_historical_monthly_capacity_factors (hydro_simple_scenario_id, generation_plant_id, year, month, hydro_min_flow_mw, hydro_avg_flow_mw) SELECT 21 as hydro_simple_scenario_id, 157979 as generation_plant_id, 2014 as year, month, hydro_min_flow_mw, hydro_avg_flow_mw FROM switch.hydro_historical_monthly_capacity_factors WHERE generation_plant_id = 1157631052 AND hydro_simple_scenario_id = 1;
INSERT INTO switch.hydro_historical_monthly_capacity_factors (hydro_simple_scenario_id, generation_plant_id, year, month, hydro_min_flow_mw, hydro_avg_flow_mw) SELECT 21 as hydro_simple_scenario_id, 157833 as generation_plant_id, 2014 as year, month, hydro_min_flow_mw, hydro_avg_flow_mw FROM switch.hydro_historical_monthly_capacity_factors WHERE generation_plant_id = 5000817 AND hydro_simple_scenario_id = 1;
INSERT INTO switch.hydro_historical_monthly_capacity_factors (hydro_simple_scenario_id, generation_plant_id, year, month, hydro_min_flow_mw, hydro_avg_flow_mw) SELECT 21 as hydro_simple_scenario_id, 157878 as generation_plant_id, 2014 as year, month, hydro_min_flow_mw, hydro_avg_flow_mw FROM switch.hydro_historical_monthly_capacity_factors WHERE generation_plant_id = 5000862 AND hydro_simple_scenario_id = 1;
INSERT INTO switch.hydro_historical_monthly_capacity_factors (hydro_simple_scenario_id, generation_plant_id, year, month, hydro_min_flow_mw, hydro_avg_flow_mw) SELECT 21 as hydro_simple_scenario_id, 157834 as generation_plant_id, 2014 as year, month, hydro_min_flow_mw, hydro_avg_flow_mw FROM switch.hydro_historical_monthly_capacity_factors WHERE generation_plant_id = 5000818 AND hydro_simple_scenario_id = 1;
INSERT INTO switch.hydro_historical_monthly_capacity_factors (hydro_simple_scenario_id, generation_plant_id, year, month, hydro_min_flow_mw, hydro_avg_flow_mw) SELECT 21 as hydro_simple_scenario_id, 158057 as generation_plant_id, 2014 as year, month, hydro_min_flow_mw, hydro_avg_flow_mw FROM switch.hydro_historical_monthly_capacity_factors WHERE generation_plant_id = 1157631130 AND hydro_simple_scenario_id = 1;
INSERT INTO switch.hydro_historical_monthly_capacity_factors (hydro_simple_scenario_id, generation_plant_id, year, month, hydro_min_flow_mw, hydro_avg_flow_mw) SELECT 21 as hydro_simple_scenario_id, 157879 as generation_plant_id, 2014 as year, month, hydro_min_flow_mw, hydro_avg_flow_mw FROM switch.hydro_historical_monthly_capacity_factors WHERE generation_plant_id = 5000863 AND hydro_simple_scenario_id = 1;
INSERT INTO switch.hydro_historical_monthly_capacity_factors (hydro_simple_scenario_id, generation_plant_id, year, month, hydro_min_flow_mw, hydro_avg_flow_mw) SELECT 21 as hydro_simple_scenario_id, 157835 as generation_plant_id, 2014 as year, month, hydro_min_flow_mw, hydro_avg_flow_mw FROM switch.hydro_historical_monthly_capacity_factors WHERE generation_plant_id = 5000819 AND hydro_simple_scenario_id = 1;
INSERT INTO switch.hydro_historical_monthly_capacity_factors (hydro_simple_scenario_id, generation_plant_id, year, month, hydro_min_flow_mw, hydro_avg_flow_mw) SELECT 21 as hydro_simple_scenario_id, 157836 as generation_plant_id, 2014 as year, month, hydro_min_flow_mw, hydro_avg_flow_mw FROM switch.hydro_historical_monthly_capacity_factors WHERE generation_plant_id = 5000820 AND hydro_simple_scenario_id = 1;
INSERT INTO switch.hydro_historical_monthly_capacity_factors (hydro_simple_scenario_id, generation_plant_id, year, month, hydro_min_flow_mw, hydro_avg_flow_mw) SELECT 21 as hydro_simple_scenario_id, 157956 as generation_plant_id, 2014 as year, month, hydro_min_flow_mw, hydro_avg_flow_mw FROM switch.hydro_historical_monthly_capacity_factors WHERE generation_plant_id = 1157631029 AND hydro_simple_scenario_id = 1;
INSERT INTO switch.hydro_historical_monthly_capacity_factors (hydro_simple_scenario_id, generation_plant_id, year, month, hydro_min_flow_mw, hydro_avg_flow_mw) SELECT 21 as hydro_simple_scenario_id, 157951 as generation_plant_id, 2014 as year, month, hydro_min_flow_mw, hydro_avg_flow_mw FROM switch.hydro_historical_monthly_capacity_factors WHERE generation_plant_id = 1157631024 AND hydro_simple_scenario_id = 1;
INSERT INTO switch.hydro_historical_monthly_capacity_factors (hydro_simple_scenario_id, generation_plant_id, year, month, hydro_min_flow_mw, hydro_avg_flow_mw) SELECT 21 as hydro_simple_scenario_id, 157880 as generation_plant_id, 2014 as year, month, hydro_min_flow_mw, hydro_avg_flow_mw FROM switch.hydro_historical_monthly_capacity_factors WHERE generation_plant_id = 5000864 AND hydro_simple_scenario_id = 1;
INSERT INTO switch.hydro_historical_monthly_capacity_factors (hydro_simple_scenario_id, generation_plant_id, year, month, hydro_min_flow_mw, hydro_avg_flow_mw) SELECT 21 as hydro_simple_scenario_id, 157881 as generation_plant_id, 2014 as year, month, hydro_min_flow_mw, hydro_avg_flow_mw FROM switch.hydro_historical_monthly_capacity_factors WHERE generation_plant_id = 5000865 AND hydro_simple_scenario_id = 1;
INSERT INTO switch.hydro_historical_monthly_capacity_factors (hydro_simple_scenario_id, generation_plant_id, year, month, hydro_min_flow_mw, hydro_avg_flow_mw) SELECT 21 as hydro_simple_scenario_id, 157837 as generation_plant_id, 2014 as year, month, hydro_min_flow_mw, hydro_avg_flow_mw FROM switch.hydro_historical_monthly_capacity_factors WHERE generation_plant_id = 5000821 AND hydro_simple_scenario_id = 1;
INSERT INTO switch.hydro_historical_monthly_capacity_factors (hydro_simple_scenario_id, generation_plant_id, year, month, hydro_min_flow_mw, hydro_avg_flow_mw) SELECT 21 as hydro_simple_scenario_id, 157882 as generation_plant_id, 2014 as year, month, hydro_min_flow_mw, hydro_avg_flow_mw FROM switch.hydro_historical_monthly_capacity_factors WHERE generation_plant_id = 5000866 AND hydro_simple_scenario_id = 1;
INSERT INTO switch.hydro_historical_monthly_capacity_factors (hydro_simple_scenario_id, generation_plant_id, year, month, hydro_min_flow_mw, hydro_avg_flow_mw) SELECT 21 as hydro_simple_scenario_id, 157968 as generation_plant_id, 2014 as year, month, hydro_min_flow_mw, hydro_avg_flow_mw FROM switch.hydro_historical_monthly_capacity_factors WHERE generation_plant_id = 1157631041 AND hydro_simple_scenario_id = 1;
INSERT INTO switch.hydro_historical_monthly_capacity_factors (hydro_simple_scenario_id, generation_plant_id, year, month, hydro_min_flow_mw, hydro_avg_flow_mw) SELECT 21 as hydro_simple_scenario_id, 157967 as generation_plant_id, 2014 as year, month, hydro_min_flow_mw, hydro_avg_flow_mw FROM switch.hydro_historical_monthly_capacity_factors WHERE generation_plant_id = 1157631040 AND hydro_simple_scenario_id = 1;
INSERT INTO switch.hydro_historical_monthly_capacity_factors (hydro_simple_scenario_id, generation_plant_id, year, month, hydro_min_flow_mw, hydro_avg_flow_mw) SELECT 21 as hydro_simple_scenario_id, 157883 as generation_plant_id, 2014 as year, month, hydro_min_flow_mw, hydro_avg_flow_mw FROM switch.hydro_historical_monthly_capacity_factors WHERE generation_plant_id = 5000867 AND hydro_simple_scenario_id = 1;
INSERT INTO switch.hydro_historical_monthly_capacity_factors (hydro_simple_scenario_id, generation_plant_id, year, month, hydro_min_flow_mw, hydro_avg_flow_mw) SELECT 21 as hydro_simple_scenario_id, 157887 as generation_plant_id, 2014 as year, month, hydro_min_flow_mw, hydro_avg_flow_mw FROM switch.hydro_historical_monthly_capacity_factors WHERE generation_plant_id = 5000871 AND hydro_simple_scenario_id = 1;
INSERT INTO switch.hydro_historical_monthly_capacity_factors (hydro_simple_scenario_id, generation_plant_id, year, month, hydro_min_flow_mw, hydro_avg_flow_mw) SELECT 21 as hydro_simple_scenario_id, 157885 as generation_plant_id, 2014 as year, month, hydro_min_flow_mw, hydro_avg_flow_mw FROM switch.hydro_historical_monthly_capacity_factors WHERE generation_plant_id = 5000869 AND hydro_simple_scenario_id = 1;
INSERT INTO switch.hydro_historical_monthly_capacity_factors (hydro_simple_scenario_id, generation_plant_id, year, month, hydro_min_flow_mw, hydro_avg_flow_mw) SELECT 21 as hydro_simple_scenario_id, 157884 as generation_plant_id, 2014 as year, month, hydro_min_flow_mw, hydro_avg_flow_mw FROM switch.hydro_historical_monthly_capacity_factors WHERE generation_plant_id = 5000868 AND hydro_simple_scenario_id = 1;
INSERT INTO switch.hydro_historical_monthly_capacity_factors (hydro_simple_scenario_id, generation_plant_id, year, month, hydro_min_flow_mw, hydro_avg_flow_mw) SELECT 21 as hydro_simple_scenario_id, 157886 as generation_plant_id, 2014 as year, month, hydro_min_flow_mw, hydro_avg_flow_mw FROM switch.hydro_historical_monthly_capacity_factors WHERE generation_plant_id = 5000870 AND hydro_simple_scenario_id = 1;
INSERT INTO switch.hydro_historical_monthly_capacity_factors (hydro_simple_scenario_id, generation_plant_id, year, month, hydro_min_flow_mw, hydro_avg_flow_mw) SELECT 21 as hydro_simple_scenario_id, 157946 as generation_plant_id, 2014 as year, month, hydro_min_flow_mw, hydro_avg_flow_mw FROM switch.hydro_historical_monthly_capacity_factors WHERE generation_plant_id = 1157631019 AND hydro_simple_scenario_id = 1;
INSERT INTO switch.hydro_historical_monthly_capacity_factors (hydro_simple_scenario_id, generation_plant_id, year, month, hydro_min_flow_mw, hydro_avg_flow_mw) SELECT 21 as hydro_simple_scenario_id, 157944 as generation_plant_id, 2014 as year, month, hydro_min_flow_mw, hydro_avg_flow_mw FROM switch.hydro_historical_monthly_capacity_factors WHERE generation_plant_id = 1157631017 AND hydro_simple_scenario_id = 1;
INSERT INTO switch.hydro_historical_monthly_capacity_factors (hydro_simple_scenario_id, generation_plant_id, year, month, hydro_min_flow_mw, hydro_avg_flow_mw) SELECT 21 as hydro_simple_scenario_id, 157888 as generation_plant_id, 2014 as year, month, hydro_min_flow_mw, hydro_avg_flow_mw FROM switch.hydro_historical_monthly_capacity_factors WHERE generation_plant_id = 5000872 AND hydro_simple_scenario_id = 1;
INSERT INTO switch.hydro_historical_monthly_capacity_factors (hydro_simple_scenario_id, generation_plant_id, year, month, hydro_min_flow_mw, hydro_avg_flow_mw) SELECT 21 as hydro_simple_scenario_id, 157889 as generation_plant_id, 2014 as year, month, hydro_min_flow_mw, hydro_avg_flow_mw FROM switch.hydro_historical_monthly_capacity_factors WHERE generation_plant_id = 5000873 AND hydro_simple_scenario_id = 1;
INSERT INTO switch.hydro_historical_monthly_capacity_factors (hydro_simple_scenario_id, generation_plant_id, year, month, hydro_min_flow_mw, hydro_avg_flow_mw) SELECT 21 as hydro_simple_scenario_id, 157991 as generation_plant_id, 2014 as year, month, hydro_min_flow_mw, hydro_avg_flow_mw FROM switch.hydro_historical_monthly_capacity_factors WHERE generation_plant_id = 1157631064 AND hydro_simple_scenario_id = 1;
INSERT INTO switch.hydro_historical_monthly_capacity_factors (hydro_simple_scenario_id, generation_plant_id, year, month, hydro_min_flow_mw, hydro_avg_flow_mw) SELECT 21 as hydro_simple_scenario_id, 158041 as generation_plant_id, 2014 as year, month, hydro_min_flow_mw, hydro_avg_flow_mw FROM switch.hydro_historical_monthly_capacity_factors WHERE generation_plant_id = 1157631114 AND hydro_simple_scenario_id = 1;
INSERT INTO switch.hydro_historical_monthly_capacity_factors (hydro_simple_scenario_id, generation_plant_id, year, month, hydro_min_flow_mw, hydro_avg_flow_mw) SELECT 21 as hydro_simple_scenario_id, 158042 as generation_plant_id, 2014 as year, month, hydro_min_flow_mw, hydro_avg_flow_mw FROM switch.hydro_historical_monthly_capacity_factors WHERE generation_plant_id = 1157631115 AND hydro_simple_scenario_id = 1;
INSERT INTO switch.hydro_historical_monthly_capacity_factors (hydro_simple_scenario_id, generation_plant_id, year, month, hydro_min_flow_mw, hydro_avg_flow_mw) SELECT 21 as hydro_simple_scenario_id, 157890 as generation_plant_id, 2014 as year, month, hydro_min_flow_mw, hydro_avg_flow_mw FROM switch.hydro_historical_monthly_capacity_factors WHERE generation_plant_id = 5000874 AND hydro_simple_scenario_id = 1;
INSERT INTO switch.hydro_historical_monthly_capacity_factors (hydro_simple_scenario_id, generation_plant_id, year, month, hydro_min_flow_mw, hydro_avg_flow_mw) SELECT 21 as hydro_simple_scenario_id, 157891 as generation_plant_id, 2014 as year, month, hydro_min_flow_mw, hydro_avg_flow_mw FROM switch.hydro_historical_monthly_capacity_factors WHERE generation_plant_id = 5000875 AND hydro_simple_scenario_id = 1;
INSERT INTO switch.hydro_historical_monthly_capacity_factors (hydro_simple_scenario_id, generation_plant_id, year, month, hydro_min_flow_mw, hydro_avg_flow_mw) SELECT 21 as hydro_simple_scenario_id, 157892 as generation_plant_id, 2014 as year, month, hydro_min_flow_mw, hydro_avg_flow_mw FROM switch.hydro_historical_monthly_capacity_factors WHERE generation_plant_id = 5000876 AND hydro_simple_scenario_id = 1;
INSERT INTO switch.hydro_historical_monthly_capacity_factors (hydro_simple_scenario_id, generation_plant_id, year, month, hydro_min_flow_mw, hydro_avg_flow_mw) SELECT 21 as hydro_simple_scenario_id, 157893 as generation_plant_id, 2014 as year, month, hydro_min_flow_mw, hydro_avg_flow_mw FROM switch.hydro_historical_monthly_capacity_factors WHERE generation_plant_id = 5000877 AND hydro_simple_scenario_id = 1;
INSERT INTO switch.hydro_historical_monthly_capacity_factors (hydro_simple_scenario_id, generation_plant_id, year, month, hydro_min_flow_mw, hydro_avg_flow_mw) SELECT 21 as hydro_simple_scenario_id, 158020 as generation_plant_id, 2014 as year, month, hydro_min_flow_mw, hydro_avg_flow_mw FROM switch.hydro_historical_monthly_capacity_factors WHERE generation_plant_id = 1157631093 AND hydro_simple_scenario_id = 1;
INSERT INTO switch.hydro_historical_monthly_capacity_factors (hydro_simple_scenario_id, generation_plant_id, year, month, hydro_min_flow_mw, hydro_avg_flow_mw) SELECT 21 as hydro_simple_scenario_id, 158024 as generation_plant_id, 2014 as year, month, hydro_min_flow_mw, hydro_avg_flow_mw FROM switch.hydro_historical_monthly_capacity_factors WHERE generation_plant_id = 1157631097 AND hydro_simple_scenario_id = 1;
INSERT INTO switch.hydro_historical_monthly_capacity_factors (hydro_simple_scenario_id, generation_plant_id, year, month, hydro_min_flow_mw, hydro_avg_flow_mw) SELECT 21 as hydro_simple_scenario_id, 158054 as generation_plant_id, 2014 as year, month, hydro_min_flow_mw, hydro_avg_flow_mw FROM switch.hydro_historical_monthly_capacity_factors WHERE generation_plant_id = 1157631127 AND hydro_simple_scenario_id = 1;
INSERT INTO switch.hydro_historical_monthly_capacity_factors (hydro_simple_scenario_id, generation_plant_id, year, month, hydro_min_flow_mw, hydro_avg_flow_mw) SELECT 21 as hydro_simple_scenario_id, 158058 as generation_plant_id, 2014 as year, month, hydro_min_flow_mw, hydro_avg_flow_mw FROM switch.hydro_historical_monthly_capacity_factors WHERE generation_plant_id = 1157631131 AND hydro_simple_scenario_id = 1;
INSERT INTO switch.hydro_historical_monthly_capacity_factors (hydro_simple_scenario_id, generation_plant_id, year, month, hydro_min_flow_mw, hydro_avg_flow_mw) SELECT 21 as hydro_simple_scenario_id, 157996 as generation_plant_id, 2014 as year, month, hydro_min_flow_mw, hydro_avg_flow_mw FROM switch.hydro_historical_monthly_capacity_factors WHERE generation_plant_id = 1157631069 AND hydro_simple_scenario_id = 1;
INSERT INTO switch.hydro_historical_monthly_capacity_factors (hydro_simple_scenario_id, generation_plant_id, year, month, hydro_min_flow_mw, hydro_avg_flow_mw) SELECT 21 as hydro_simple_scenario_id, 158001 as generation_plant_id, 2014 as year, month, hydro_min_flow_mw, hydro_avg_flow_mw FROM switch.hydro_historical_monthly_capacity_factors WHERE generation_plant_id = 1157631074 AND hydro_simple_scenario_id = 1;
INSERT INTO switch.hydro_historical_monthly_capacity_factors (hydro_simple_scenario_id, generation_plant_id, year, month, hydro_min_flow_mw, hydro_avg_flow_mw) SELECT 21 as hydro_simple_scenario_id, 157998 as generation_plant_id, 2014 as year, month, hydro_min_flow_mw, hydro_avg_flow_mw FROM switch.hydro_historical_monthly_capacity_factors WHERE generation_plant_id = 1157631071 AND hydro_simple_scenario_id = 1;
INSERT INTO switch.hydro_historical_monthly_capacity_factors (hydro_simple_scenario_id, generation_plant_id, year, month, hydro_min_flow_mw, hydro_avg_flow_mw) SELECT 21 as hydro_simple_scenario_id, 157999 as generation_plant_id, 2014 as year, month, hydro_min_flow_mw, hydro_avg_flow_mw FROM switch.hydro_historical_monthly_capacity_factors WHERE generation_plant_id = 1157631072 AND hydro_simple_scenario_id = 1;
INSERT INTO switch.hydro_historical_monthly_capacity_factors (hydro_simple_scenario_id, generation_plant_id, year, month, hydro_min_flow_mw, hydro_avg_flow_mw) SELECT 21 as hydro_simple_scenario_id, 157894 as generation_plant_id, 2014 as year, month, hydro_min_flow_mw, hydro_avg_flow_mw FROM switch.hydro_historical_monthly_capacity_factors WHERE generation_plant_id = 5000878 AND hydro_simple_scenario_id = 1;
INSERT INTO switch.hydro_historical_monthly_capacity_factors (hydro_simple_scenario_id, generation_plant_id, year, month, hydro_min_flow_mw, hydro_avg_flow_mw) SELECT 21 as hydro_simple_scenario_id, 157895 as generation_plant_id, 2014 as year, month, hydro_min_flow_mw, hydro_avg_flow_mw FROM switch.hydro_historical_monthly_capacity_factors WHERE generation_plant_id = 5000879 AND hydro_simple_scenario_id = 1;
INSERT INTO switch.hydro_historical_monthly_capacity_factors (hydro_simple_scenario_id, generation_plant_id, year, month, hydro_min_flow_mw, hydro_avg_flow_mw) SELECT 21 as hydro_simple_scenario_id, 158000 as generation_plant_id, 2014 as year, month, hydro_min_flow_mw, hydro_avg_flow_mw FROM switch.hydro_historical_monthly_capacity_factors WHERE generation_plant_id = 1157631073 AND hydro_simple_scenario_id = 1;
INSERT INTO switch.hydro_historical_monthly_capacity_factors (hydro_simple_scenario_id, generation_plant_id, year, month, hydro_min_flow_mw, hydro_avg_flow_mw) SELECT 21 as hydro_simple_scenario_id, 157896 as generation_plant_id, 2014 as year, month, hydro_min_flow_mw, hydro_avg_flow_mw FROM switch.hydro_historical_monthly_capacity_factors WHERE generation_plant_id = 5000880 AND hydro_simple_scenario_id = 1;
INSERT INTO switch.hydro_historical_monthly_capacity_factors (hydro_simple_scenario_id, generation_plant_id, year, month, hydro_min_flow_mw, hydro_avg_flow_mw) SELECT 21 as hydro_simple_scenario_id, 157897 as generation_plant_id, 2014 as year, month, hydro_min_flow_mw, hydro_avg_flow_mw FROM switch.hydro_historical_monthly_capacity_factors WHERE generation_plant_id = 5000881 AND hydro_simple_scenario_id = 1;
INSERT INTO switch.hydro_historical_monthly_capacity_factors (hydro_simple_scenario_id, generation_plant_id, year, month, hydro_min_flow_mw, hydro_avg_flow_mw) SELECT 21 as hydro_simple_scenario_id, 157983 as generation_plant_id, 2014 as year, month, hydro_min_flow_mw, hydro_avg_flow_mw FROM switch.hydro_historical_monthly_capacity_factors WHERE generation_plant_id = 1157631056 AND hydro_simple_scenario_id = 1;
INSERT INTO switch.hydro_historical_monthly_capacity_factors (hydro_simple_scenario_id, generation_plant_id, year, month, hydro_min_flow_mw, hydro_avg_flow_mw) SELECT 21 as hydro_simple_scenario_id, 157990 as generation_plant_id, 2014 as year, month, hydro_min_flow_mw, hydro_avg_flow_mw FROM switch.hydro_historical_monthly_capacity_factors WHERE generation_plant_id = 1157631063 AND hydro_simple_scenario_id = 1;
INSERT INTO switch.hydro_historical_monthly_capacity_factors (hydro_simple_scenario_id, generation_plant_id, year, month, hydro_min_flow_mw, hydro_avg_flow_mw) SELECT 21 as hydro_simple_scenario_id, 157898 as generation_plant_id, 2014 as year, month, hydro_min_flow_mw, hydro_avg_flow_mw FROM switch.hydro_historical_monthly_capacity_factors WHERE generation_plant_id = 5000882 AND hydro_simple_scenario_id = 1;
INSERT INTO switch.hydro_historical_monthly_capacity_factors (hydro_simple_scenario_id, generation_plant_id, year, month, hydro_min_flow_mw, hydro_avg_flow_mw) SELECT 21 as hydro_simple_scenario_id, 157899 as generation_plant_id, 2014 as year, month, hydro_min_flow_mw, hydro_avg_flow_mw FROM switch.hydro_historical_monthly_capacity_factors WHERE generation_plant_id = 5000883 AND hydro_simple_scenario_id = 1;
INSERT INTO switch.hydro_historical_monthly_capacity_factors (hydro_simple_scenario_id, generation_plant_id, year, month, hydro_min_flow_mw, hydro_avg_flow_mw) SELECT 21 as hydro_simple_scenario_id, 157900 as generation_plant_id, 2014 as year, month, hydro_min_flow_mw, hydro_avg_flow_mw FROM switch.hydro_historical_monthly_capacity_factors WHERE generation_plant_id = 5000884 AND hydro_simple_scenario_id = 1;
INSERT INTO switch.hydro_historical_monthly_capacity_factors (hydro_simple_scenario_id, generation_plant_id, year, month, hydro_min_flow_mw, hydro_avg_flow_mw) SELECT 21 as hydro_simple_scenario_id, 157943 as generation_plant_id, 2014 as year, month, hydro_min_flow_mw, hydro_avg_flow_mw FROM switch.hydro_historical_monthly_capacity_factors WHERE generation_plant_id = 1157631016 AND hydro_simple_scenario_id = 1;
INSERT INTO switch.hydro_historical_monthly_capacity_factors (hydro_simple_scenario_id, generation_plant_id, year, month, hydro_min_flow_mw, hydro_avg_flow_mw) SELECT 21 as hydro_simple_scenario_id, 157947 as generation_plant_id, 2014 as year, month, hydro_min_flow_mw, hydro_avg_flow_mw FROM switch.hydro_historical_monthly_capacity_factors WHERE generation_plant_id = 1157631020 AND hydro_simple_scenario_id = 1;
INSERT INTO switch.hydro_historical_monthly_capacity_factors (hydro_simple_scenario_id, generation_plant_id, year, month, hydro_min_flow_mw, hydro_avg_flow_mw) SELECT 21 as hydro_simple_scenario_id, 157988 as generation_plant_id, 2014 as year, month, hydro_min_flow_mw, hydro_avg_flow_mw FROM switch.hydro_historical_monthly_capacity_factors WHERE generation_plant_id = 1157631061 AND hydro_simple_scenario_id = 1;
INSERT INTO switch.hydro_historical_monthly_capacity_factors (hydro_simple_scenario_id, generation_plant_id, year, month, hydro_min_flow_mw, hydro_avg_flow_mw) SELECT 21 as hydro_simple_scenario_id, 157901 as generation_plant_id, 2014 as year, month, hydro_min_flow_mw, hydro_avg_flow_mw FROM switch.hydro_historical_monthly_capacity_factors WHERE generation_plant_id = 5000885 AND hydro_simple_scenario_id = 1;
INSERT INTO switch.hydro_historical_monthly_capacity_factors (hydro_simple_scenario_id, generation_plant_id, year, month, hydro_min_flow_mw, hydro_avg_flow_mw) SELECT 21 as hydro_simple_scenario_id, 157838 as generation_plant_id, 2014 as year, month, hydro_min_flow_mw, hydro_avg_flow_mw FROM switch.hydro_historical_monthly_capacity_factors WHERE generation_plant_id = 5000822 AND hydro_simple_scenario_id = 1;
INSERT INTO switch.hydro_historical_monthly_capacity_factors (hydro_simple_scenario_id, generation_plant_id, year, month, hydro_min_flow_mw, hydro_avg_flow_mw) SELECT 21 as hydro_simple_scenario_id, 157987 as generation_plant_id, 2014 as year, month, hydro_min_flow_mw, hydro_avg_flow_mw FROM switch.hydro_historical_monthly_capacity_factors WHERE generation_plant_id = 1157631060 AND hydro_simple_scenario_id = 1;
INSERT INTO switch.hydro_historical_monthly_capacity_factors (hydro_simple_scenario_id, generation_plant_id, year, month, hydro_min_flow_mw, hydro_avg_flow_mw) SELECT 21 as hydro_simple_scenario_id, 157985 as generation_plant_id, 2014 as year, month, hydro_min_flow_mw, hydro_avg_flow_mw FROM switch.hydro_historical_monthly_capacity_factors WHERE generation_plant_id = 1157631058 AND hydro_simple_scenario_id = 1;
INSERT INTO switch.hydro_historical_monthly_capacity_factors (hydro_simple_scenario_id, generation_plant_id, year, month, hydro_min_flow_mw, hydro_avg_flow_mw) SELECT 21 as hydro_simple_scenario_id, 158052 as generation_plant_id, 2014 as year, month, hydro_min_flow_mw, hydro_avg_flow_mw FROM switch.hydro_historical_monthly_capacity_factors WHERE generation_plant_id = 1157631125 AND hydro_simple_scenario_id = 1;
INSERT INTO switch.hydro_historical_monthly_capacity_factors (hydro_simple_scenario_id, generation_plant_id, year, month, hydro_min_flow_mw, hydro_avg_flow_mw) SELECT 21 as hydro_simple_scenario_id, 158053 as generation_plant_id, 2014 as year, month, hydro_min_flow_mw, hydro_avg_flow_mw FROM switch.hydro_historical_monthly_capacity_factors WHERE generation_plant_id = 1157631126 AND hydro_simple_scenario_id = 1;
INSERT INTO switch.hydro_historical_monthly_capacity_factors (hydro_simple_scenario_id, generation_plant_id, year, month, hydro_min_flow_mw, hydro_avg_flow_mw) SELECT 21 as hydro_simple_scenario_id, 158005 as generation_plant_id, 2014 as year, month, hydro_min_flow_mw, hydro_avg_flow_mw FROM switch.hydro_historical_monthly_capacity_factors WHERE generation_plant_id = 1157631078 AND hydro_simple_scenario_id = 1;
INSERT INTO switch.hydro_historical_monthly_capacity_factors (hydro_simple_scenario_id, generation_plant_id, year, month, hydro_min_flow_mw, hydro_avg_flow_mw) SELECT 21 as hydro_simple_scenario_id, 158003 as generation_plant_id, 2014 as year, month, hydro_min_flow_mw, hydro_avg_flow_mw FROM switch.hydro_historical_monthly_capacity_factors WHERE generation_plant_id = 1157631076 AND hydro_simple_scenario_id = 1;
INSERT INTO switch.hydro_historical_monthly_capacity_factors (hydro_simple_scenario_id, generation_plant_id, year, month, hydro_min_flow_mw, hydro_avg_flow_mw) SELECT 21 as hydro_simple_scenario_id, 157984 as generation_plant_id, 2014 as year, month, hydro_min_flow_mw, hydro_avg_flow_mw FROM switch.hydro_historical_monthly_capacity_factors WHERE generation_plant_id = 1157631057 AND hydro_simple_scenario_id = 1;
INSERT INTO switch.hydro_historical_monthly_capacity_factors (hydro_simple_scenario_id, generation_plant_id, year, month, hydro_min_flow_mw, hydro_avg_flow_mw) SELECT 21 as hydro_simple_scenario_id, 157902 as generation_plant_id, 2014 as year, month, hydro_min_flow_mw, hydro_avg_flow_mw FROM switch.hydro_historical_monthly_capacity_factors WHERE generation_plant_id = 5000886 AND hydro_simple_scenario_id = 1;
INSERT INTO switch.hydro_historical_monthly_capacity_factors (hydro_simple_scenario_id, generation_plant_id, year, month, hydro_min_flow_mw, hydro_avg_flow_mw) SELECT 21 as hydro_simple_scenario_id, 157903 as generation_plant_id, 2014 as year, month, hydro_min_flow_mw, hydro_avg_flow_mw FROM switch.hydro_historical_monthly_capacity_factors WHERE generation_plant_id = 5000887 AND hydro_simple_scenario_id = 1;
INSERT INTO switch.hydro_historical_monthly_capacity_factors (hydro_simple_scenario_id, generation_plant_id, year, month, hydro_min_flow_mw, hydro_avg_flow_mw) SELECT 21 as hydro_simple_scenario_id, 157955 as generation_plant_id, 2014 as year, month, hydro_min_flow_mw, hydro_avg_flow_mw FROM switch.hydro_historical_monthly_capacity_factors WHERE generation_plant_id = 1157631028 AND hydro_simple_scenario_id = 1;
INSERT INTO switch.hydro_historical_monthly_capacity_factors (hydro_simple_scenario_id, generation_plant_id, year, month, hydro_min_flow_mw, hydro_avg_flow_mw) SELECT 21 as hydro_simple_scenario_id, 157839 as generation_plant_id, 2014 as year, month, hydro_min_flow_mw, hydro_avg_flow_mw FROM switch.hydro_historical_monthly_capacity_factors WHERE generation_plant_id = 5000823 AND hydro_simple_scenario_id = 1;
INSERT INTO switch.hydro_historical_monthly_capacity_factors (hydro_simple_scenario_id, generation_plant_id, year, month, hydro_min_flow_mw, hydro_avg_flow_mw) SELECT 21 as hydro_simple_scenario_id, 157904 as generation_plant_id, 2014 as year, month, hydro_min_flow_mw, hydro_avg_flow_mw FROM switch.hydro_historical_monthly_capacity_factors WHERE generation_plant_id = 5000888 AND hydro_simple_scenario_id = 1;
INSERT INTO switch.hydro_historical_monthly_capacity_factors (hydro_simple_scenario_id, generation_plant_id, year, month, hydro_min_flow_mw, hydro_avg_flow_mw) SELECT 21 as hydro_simple_scenario_id, 158023 as generation_plant_id, 2014 as year, month, hydro_min_flow_mw, hydro_avg_flow_mw FROM switch.hydro_historical_monthly_capacity_factors WHERE generation_plant_id = 1157631096 AND hydro_simple_scenario_id = 1;
INSERT INTO switch.hydro_historical_monthly_capacity_factors (hydro_simple_scenario_id, generation_plant_id, year, month, hydro_min_flow_mw, hydro_avg_flow_mw) SELECT 21 as hydro_simple_scenario_id, 157989 as generation_plant_id, 2014 as year, month, hydro_min_flow_mw, hydro_avg_flow_mw FROM switch.hydro_historical_monthly_capacity_factors WHERE generation_plant_id = 1157631062 AND hydro_simple_scenario_id = 1;
INSERT INTO switch.hydro_historical_monthly_capacity_factors (hydro_simple_scenario_id, generation_plant_id, year, month, hydro_min_flow_mw, hydro_avg_flow_mw) SELECT 21 as hydro_simple_scenario_id, 157905 as generation_plant_id, 2014 as year, month, hydro_min_flow_mw, hydro_avg_flow_mw FROM switch.hydro_historical_monthly_capacity_factors WHERE generation_plant_id = 5000889 AND hydro_simple_scenario_id = 1;
INSERT INTO switch.hydro_historical_monthly_capacity_factors (hydro_simple_scenario_id, generation_plant_id, year, month, hydro_min_flow_mw, hydro_avg_flow_mw) SELECT 21 as hydro_simple_scenario_id, 157906 as generation_plant_id, 2014 as year, month, hydro_min_flow_mw, hydro_avg_flow_mw FROM switch.hydro_historical_monthly_capacity_factors WHERE generation_plant_id = 5000890 AND hydro_simple_scenario_id = 1;
INSERT INTO switch.hydro_historical_monthly_capacity_factors (hydro_simple_scenario_id, generation_plant_id, year, month, hydro_min_flow_mw, hydro_avg_flow_mw) SELECT 21 as hydro_simple_scenario_id, 157907 as generation_plant_id, 2014 as year, month, hydro_min_flow_mw, hydro_avg_flow_mw FROM switch.hydro_historical_monthly_capacity_factors WHERE generation_plant_id = 5000891 AND hydro_simple_scenario_id = 1;
INSERT INTO switch.hydro_historical_monthly_capacity_factors (hydro_simple_scenario_id, generation_plant_id, year, month, hydro_min_flow_mw, hydro_avg_flow_mw) SELECT 21 as hydro_simple_scenario_id, 157908 as generation_plant_id, 2014 as year, month, hydro_min_flow_mw, hydro_avg_flow_mw FROM switch.hydro_historical_monthly_capacity_factors WHERE generation_plant_id = 5000892 AND hydro_simple_scenario_id = 1;
INSERT INTO switch.hydro_historical_monthly_capacity_factors (hydro_simple_scenario_id, generation_plant_id, year, month, hydro_min_flow_mw, hydro_avg_flow_mw) SELECT 21 as hydro_simple_scenario_id, 158011 as generation_plant_id, 2014 as year, month, hydro_min_flow_mw, hydro_avg_flow_mw FROM switch.hydro_historical_monthly_capacity_factors WHERE generation_plant_id = 1157631084 AND hydro_simple_scenario_id = 1;
INSERT INTO switch.hydro_historical_monthly_capacity_factors (hydro_simple_scenario_id, generation_plant_id, year, month, hydro_min_flow_mw, hydro_avg_flow_mw) SELECT 21 as hydro_simple_scenario_id, 158013 as generation_plant_id, 2014 as year, month, hydro_min_flow_mw, hydro_avg_flow_mw FROM switch.hydro_historical_monthly_capacity_factors WHERE generation_plant_id = 1157631086 AND hydro_simple_scenario_id = 1;
INSERT INTO switch.hydro_historical_monthly_capacity_factors (hydro_simple_scenario_id, generation_plant_id, year, month, hydro_min_flow_mw, hydro_avg_flow_mw) SELECT 21 as hydro_simple_scenario_id, 157840 as generation_plant_id, 2014 as year, month, hydro_min_flow_mw, hydro_avg_flow_mw FROM switch.hydro_historical_monthly_capacity_factors WHERE generation_plant_id = 5000824 AND hydro_simple_scenario_id = 1;
INSERT INTO switch.hydro_historical_monthly_capacity_factors (hydro_simple_scenario_id, generation_plant_id, year, month, hydro_min_flow_mw, hydro_avg_flow_mw) SELECT 21 as hydro_simple_scenario_id, 158012 as generation_plant_id, 2014 as year, month, hydro_min_flow_mw, hydro_avg_flow_mw FROM switch.hydro_historical_monthly_capacity_factors WHERE generation_plant_id = 1157631085 AND hydro_simple_scenario_id = 1;
INSERT INTO switch.hydro_historical_monthly_capacity_factors (hydro_simple_scenario_id, generation_plant_id, year, month, hydro_min_flow_mw, hydro_avg_flow_mw) SELECT 21 as hydro_simple_scenario_id, 157909 as generation_plant_id, 2014 as year, month, hydro_min_flow_mw, hydro_avg_flow_mw FROM switch.hydro_historical_monthly_capacity_factors WHERE generation_plant_id = 5000893 AND hydro_simple_scenario_id = 1;
INSERT INTO switch.hydro_historical_monthly_capacity_factors (hydro_simple_scenario_id, generation_plant_id, year, month, hydro_min_flow_mw, hydro_avg_flow_mw) SELECT 21 as hydro_simple_scenario_id, 158002 as generation_plant_id, 2014 as year, month, hydro_min_flow_mw, hydro_avg_flow_mw FROM switch.hydro_historical_monthly_capacity_factors WHERE generation_plant_id = 1157631075 AND hydro_simple_scenario_id = 1;
INSERT INTO switch.hydro_historical_monthly_capacity_factors (hydro_simple_scenario_id, generation_plant_id, year, month, hydro_min_flow_mw, hydro_avg_flow_mw) SELECT 21 as hydro_simple_scenario_id, 157841 as generation_plant_id, 2014 as year, month, hydro_min_flow_mw, hydro_avg_flow_mw FROM switch.hydro_historical_monthly_capacity_factors WHERE generation_plant_id = 5000825 AND hydro_simple_scenario_id = 1;
INSERT INTO switch.hydro_historical_monthly_capacity_factors (hydro_simple_scenario_id, generation_plant_id, year, month, hydro_min_flow_mw, hydro_avg_flow_mw) SELECT 21 as hydro_simple_scenario_id, 157997 as generation_plant_id, 2014 as year, month, hydro_min_flow_mw, hydro_avg_flow_mw FROM switch.hydro_historical_monthly_capacity_factors WHERE generation_plant_id = 1157631070 AND hydro_simple_scenario_id = 1;
INSERT INTO switch.hydro_historical_monthly_capacity_factors (hydro_simple_scenario_id, generation_plant_id, year, month, hydro_min_flow_mw, hydro_avg_flow_mw) SELECT 21 as hydro_simple_scenario_id, 158004 as generation_plant_id, 2014 as year, month, hydro_min_flow_mw, hydro_avg_flow_mw FROM switch.hydro_historical_monthly_capacity_factors WHERE generation_plant_id = 1157631077 AND hydro_simple_scenario_id = 1;
INSERT INTO switch.hydro_historical_monthly_capacity_factors (hydro_simple_scenario_id, generation_plant_id, year, month, hydro_min_flow_mw, hydro_avg_flow_mw) SELECT 21 as hydro_simple_scenario_id, 157910 as generation_plant_id, 2014 as year, month, hydro_min_flow_mw, hydro_avg_flow_mw FROM switch.hydro_historical_monthly_capacity_factors WHERE generation_plant_id = 5000894 AND hydro_simple_scenario_id = 1;
INSERT INTO switch.hydro_historical_monthly_capacity_factors (hydro_simple_scenario_id, generation_plant_id, year, month, hydro_min_flow_mw, hydro_avg_flow_mw) SELECT 21 as hydro_simple_scenario_id, 157911 as generation_plant_id, 2014 as year, month, hydro_min_flow_mw, hydro_avg_flow_mw FROM switch.hydro_historical_monthly_capacity_factors WHERE generation_plant_id = 5000895 AND hydro_simple_scenario_id = 1;
INSERT INTO switch.hydro_historical_monthly_capacity_factors (hydro_simple_scenario_id, generation_plant_id, year, month, hydro_min_flow_mw, hydro_avg_flow_mw) SELECT 21 as hydro_simple_scenario_id, 157922 as generation_plant_id, 2014 as year, month, hydro_min_flow_mw, hydro_avg_flow_mw FROM switch.hydro_historical_monthly_capacity_factors WHERE generation_plant_id = 5000906 AND hydro_simple_scenario_id = 1;
INSERT INTO switch.hydro_historical_monthly_capacity_factors (hydro_simple_scenario_id, generation_plant_id, year, month, hydro_min_flow_mw, hydro_avg_flow_mw) SELECT 21 as hydro_simple_scenario_id, 157982 as generation_plant_id, 2014 as year, month, hydro_min_flow_mw, hydro_avg_flow_mw FROM switch.hydro_historical_monthly_capacity_factors WHERE generation_plant_id = 1157631055 AND hydro_simple_scenario_id = 1;
INSERT INTO switch.hydro_historical_monthly_capacity_factors (hydro_simple_scenario_id, generation_plant_id, year, month, hydro_min_flow_mw, hydro_avg_flow_mw) SELECT 21 as hydro_simple_scenario_id, 157981 as generation_plant_id, 2014 as year, month, hydro_min_flow_mw, hydro_avg_flow_mw FROM switch.hydro_historical_monthly_capacity_factors WHERE generation_plant_id = 1157631054 AND hydro_simple_scenario_id = 1;
INSERT INTO switch.hydro_historical_monthly_capacity_factors (hydro_simple_scenario_id, generation_plant_id, year, month, hydro_min_flow_mw, hydro_avg_flow_mw) SELECT 21 as hydro_simple_scenario_id, 157980 as generation_plant_id, 2014 as year, month, hydro_min_flow_mw, hydro_avg_flow_mw FROM switch.hydro_historical_monthly_capacity_factors WHERE generation_plant_id = 1157631053 AND hydro_simple_scenario_id = 1;
INSERT INTO switch.hydro_historical_monthly_capacity_factors (hydro_simple_scenario_id, generation_plant_id, year, month, hydro_min_flow_mw, hydro_avg_flow_mw) SELECT 21 as hydro_simple_scenario_id, 157942 as generation_plant_id, 2014 as year, month, hydro_min_flow_mw, hydro_avg_flow_mw FROM switch.hydro_historical_monthly_capacity_factors WHERE generation_plant_id = 1157631015 AND hydro_simple_scenario_id = 1;
INSERT INTO switch.hydro_historical_monthly_capacity_factors (hydro_simple_scenario_id, generation_plant_id, year, month, hydro_min_flow_mw, hydro_avg_flow_mw) SELECT 21 as hydro_simple_scenario_id, 157912 as generation_plant_id, 2014 as year, month, hydro_min_flow_mw, hydro_avg_flow_mw FROM switch.hydro_historical_monthly_capacity_factors WHERE generation_plant_id = 5000896 AND hydro_simple_scenario_id = 1;
INSERT INTO switch.hydro_historical_monthly_capacity_factors (hydro_simple_scenario_id, generation_plant_id, year, month, hydro_min_flow_mw, hydro_avg_flow_mw) SELECT 21 as hydro_simple_scenario_id, 157913 as generation_plant_id, 2014 as year, month, hydro_min_flow_mw, hydro_avg_flow_mw FROM switch.hydro_historical_monthly_capacity_factors WHERE generation_plant_id = 5000897 AND hydro_simple_scenario_id = 1;
INSERT INTO switch.hydro_historical_monthly_capacity_factors (hydro_simple_scenario_id, generation_plant_id, year, month, hydro_min_flow_mw, hydro_avg_flow_mw) SELECT 21 as hydro_simple_scenario_id, 157914 as generation_plant_id, 2014 as year, month, hydro_min_flow_mw, hydro_avg_flow_mw FROM switch.hydro_historical_monthly_capacity_factors WHERE generation_plant_id = 5000898 AND hydro_simple_scenario_id = 1;
INSERT INTO switch.hydro_historical_monthly_capacity_factors (hydro_simple_scenario_id, generation_plant_id, year, month, hydro_min_flow_mw, hydro_avg_flow_mw) SELECT 21 as hydro_simple_scenario_id, 157915 as generation_plant_id, 2014 as year, month, hydro_min_flow_mw, hydro_avg_flow_mw FROM switch.hydro_historical_monthly_capacity_factors WHERE generation_plant_id = 5000899 AND hydro_simple_scenario_id = 1;
INSERT INTO switch.hydro_historical_monthly_capacity_factors (hydro_simple_scenario_id, generation_plant_id, year, month, hydro_min_flow_mw, hydro_avg_flow_mw) SELECT 21 as hydro_simple_scenario_id, 157916 as generation_plant_id, 2014 as year, month, hydro_min_flow_mw, hydro_avg_flow_mw FROM switch.hydro_historical_monthly_capacity_factors WHERE generation_plant_id = 5000900 AND hydro_simple_scenario_id = 1;
INSERT INTO switch.hydro_historical_monthly_capacity_factors (hydro_simple_scenario_id, generation_plant_id, year, month, hydro_min_flow_mw, hydro_avg_flow_mw) SELECT 21 as hydro_simple_scenario_id, 157974 as generation_plant_id, 2014 as year, month, hydro_min_flow_mw, hydro_avg_flow_mw FROM switch.hydro_historical_monthly_capacity_factors WHERE generation_plant_id = 1157631047 AND hydro_simple_scenario_id = 1;
INSERT INTO switch.hydro_historical_monthly_capacity_factors (hydro_simple_scenario_id, generation_plant_id, year, month, hydro_min_flow_mw, hydro_avg_flow_mw) SELECT 21 as hydro_simple_scenario_id, 157976 as generation_plant_id, 2014 as year, month, hydro_min_flow_mw, hydro_avg_flow_mw FROM switch.hydro_historical_monthly_capacity_factors WHERE generation_plant_id = 1157631049 AND hydro_simple_scenario_id = 1;
INSERT INTO switch.hydro_historical_monthly_capacity_factors (hydro_simple_scenario_id, generation_plant_id, year, month, hydro_min_flow_mw, hydro_avg_flow_mw) SELECT 21 as hydro_simple_scenario_id, 157917 as generation_plant_id, 2014 as year, month, hydro_min_flow_mw, hydro_avg_flow_mw FROM switch.hydro_historical_monthly_capacity_factors WHERE generation_plant_id = 5000901 AND hydro_simple_scenario_id = 1;
INSERT INTO switch.hydro_historical_monthly_capacity_factors (hydro_simple_scenario_id, generation_plant_id, year, month, hydro_min_flow_mw, hydro_avg_flow_mw) SELECT 21 as hydro_simple_scenario_id, 157918 as generation_plant_id, 2014 as year, month, hydro_min_flow_mw, hydro_avg_flow_mw FROM switch.hydro_historical_monthly_capacity_factors WHERE generation_plant_id = 5000902 AND hydro_simple_scenario_id = 1;
INSERT INTO switch.hydro_historical_monthly_capacity_factors (hydro_simple_scenario_id, generation_plant_id, year, month, hydro_min_flow_mw, hydro_avg_flow_mw) SELECT 21 as hydro_simple_scenario_id, 157919 as generation_plant_id, 2014 as year, month, hydro_min_flow_mw, hydro_avg_flow_mw FROM switch.hydro_historical_monthly_capacity_factors WHERE generation_plant_id = 5000903 AND hydro_simple_scenario_id = 1;
INSERT INTO switch.hydro_historical_monthly_capacity_factors (hydro_simple_scenario_id, generation_plant_id, year, month, hydro_min_flow_mw, hydro_avg_flow_mw) SELECT 21 as hydro_simple_scenario_id, 157920 as generation_plant_id, 2014 as year, month, hydro_min_flow_mw, hydro_avg_flow_mw FROM switch.hydro_historical_monthly_capacity_factors WHERE generation_plant_id = 5000904 AND hydro_simple_scenario_id = 1;
INSERT INTO switch.hydro_historical_monthly_capacity_factors (hydro_simple_scenario_id, generation_plant_id, year, month, hydro_min_flow_mw, hydro_avg_flow_mw) SELECT 21 as hydro_simple_scenario_id, 157921 as generation_plant_id, 2014 as year, month, hydro_min_flow_mw, hydro_avg_flow_mw FROM switch.hydro_historical_monthly_capacity_factors WHERE generation_plant_id = 5000905 AND hydro_simple_scenario_id = 1;
INSERT INTO switch.hydro_historical_monthly_capacity_factors (hydro_simple_scenario_id, generation_plant_id, year, month, hydro_min_flow_mw, hydro_avg_flow_mw) SELECT 21 as hydro_simple_scenario_id, 157842 as generation_plant_id, 2014 as year, month, hydro_min_flow_mw, hydro_avg_flow_mw FROM switch.hydro_historical_monthly_capacity_factors WHERE generation_plant_id = 5000826 AND hydro_simple_scenario_id = 1;
INSERT INTO switch.hydro_historical_monthly_capacity_factors (hydro_simple_scenario_id, generation_plant_id, year, month, hydro_min_flow_mw, hydro_avg_flow_mw) SELECT 21 as hydro_simple_scenario_id, 157924 as generation_plant_id, 2014 as year, month, hydro_min_flow_mw, hydro_avg_flow_mw FROM switch.hydro_historical_monthly_capacity_factors WHERE generation_plant_id = 5000908 AND hydro_simple_scenario_id = 1;
INSERT INTO switch.hydro_historical_monthly_capacity_factors (hydro_simple_scenario_id, generation_plant_id, year, month, hydro_min_flow_mw, hydro_avg_flow_mw) SELECT 21 as hydro_simple_scenario_id, 157923 as generation_plant_id, 2014 as year, month, hydro_min_flow_mw, hydro_avg_flow_mw FROM switch.hydro_historical_monthly_capacity_factors WHERE generation_plant_id = 5000907 AND hydro_simple_scenario_id = 1;
INSERT INTO switch.hydro_historical_monthly_capacity_factors (hydro_simple_scenario_id, generation_plant_id, year, month, hydro_min_flow_mw, hydro_avg_flow_mw) SELECT 21 as hydro_simple_scenario_id, 157925 as generation_plant_id, 2014 as year, month, hydro_min_flow_mw, hydro_avg_flow_mw FROM switch.hydro_historical_monthly_capacity_factors WHERE generation_plant_id = 5000909 AND hydro_simple_scenario_id = 1;
INSERT INTO switch.hydro_historical_monthly_capacity_factors (hydro_simple_scenario_id, generation_plant_id, year, month, hydro_min_flow_mw, hydro_avg_flow_mw) SELECT 21 as hydro_simple_scenario_id, 157926 as generation_plant_id, 2014 as year, month, hydro_min_flow_mw, hydro_avg_flow_mw FROM switch.hydro_historical_monthly_capacity_factors WHERE generation_plant_id = 5000910 AND hydro_simple_scenario_id = 1;
INSERT INTO switch.hydro_historical_monthly_capacity_factors (hydro_simple_scenario_id, generation_plant_id, year, month, hydro_min_flow_mw, hydro_avg_flow_mw) SELECT 21 as hydro_simple_scenario_id, 158017 as generation_plant_id, 2014 as year, month, hydro_min_flow_mw, hydro_avg_flow_mw FROM switch.hydro_historical_monthly_capacity_factors WHERE generation_plant_id = 1157631090 AND hydro_simple_scenario_id = 1;
INSERT INTO switch.hydro_historical_monthly_capacity_factors (hydro_simple_scenario_id, generation_plant_id, year, month, hydro_min_flow_mw, hydro_avg_flow_mw) SELECT 21 as hydro_simple_scenario_id, 158016 as generation_plant_id, 2014 as year, month, hydro_min_flow_mw, hydro_avg_flow_mw FROM switch.hydro_historical_monthly_capacity_factors WHERE generation_plant_id = 1157631089 AND hydro_simple_scenario_id = 1;
INSERT INTO switch.hydro_historical_monthly_capacity_factors (hydro_simple_scenario_id, generation_plant_id, year, month, hydro_min_flow_mw, hydro_avg_flow_mw) SELECT 21 as hydro_simple_scenario_id, 158015 as generation_plant_id, 2014 as year, month, hydro_min_flow_mw, hydro_avg_flow_mw FROM switch.hydro_historical_monthly_capacity_factors WHERE generation_plant_id = 1157631088 AND hydro_simple_scenario_id = 1;
INSERT INTO switch.hydro_historical_monthly_capacity_factors (hydro_simple_scenario_id, generation_plant_id, year, month, hydro_min_flow_mw, hydro_avg_flow_mw) SELECT 21 as hydro_simple_scenario_id, 157975 as generation_plant_id, 2014 as year, month, hydro_min_flow_mw, hydro_avg_flow_mw FROM switch.hydro_historical_monthly_capacity_factors WHERE generation_plant_id = 1157631048 AND hydro_simple_scenario_id = 1;
INSERT INTO switch.hydro_historical_monthly_capacity_factors (hydro_simple_scenario_id, generation_plant_id, year, month, hydro_min_flow_mw, hydro_avg_flow_mw) SELECT 21 as hydro_simple_scenario_id, 157977 as generation_plant_id, 2014 as year, month, hydro_min_flow_mw, hydro_avg_flow_mw FROM switch.hydro_historical_monthly_capacity_factors WHERE generation_plant_id = 1157631050 AND hydro_simple_scenario_id = 1;
INSERT INTO switch.hydro_historical_monthly_capacity_factors (hydro_simple_scenario_id, generation_plant_id, year, month, hydro_min_flow_mw, hydro_avg_flow_mw) SELECT 21 as hydro_simple_scenario_id, 157963 as generation_plant_id, 2014 as year, month, hydro_min_flow_mw, hydro_avg_flow_mw FROM switch.hydro_historical_monthly_capacity_factors WHERE generation_plant_id = 1157631036 AND hydro_simple_scenario_id = 1;
INSERT INTO switch.hydro_historical_monthly_capacity_factors (hydro_simple_scenario_id, generation_plant_id, year, month, hydro_min_flow_mw, hydro_avg_flow_mw) SELECT 21 as hydro_simple_scenario_id, 157964 as generation_plant_id, 2014 as year, month, hydro_min_flow_mw, hydro_avg_flow_mw FROM switch.hydro_historical_monthly_capacity_factors WHERE generation_plant_id = 1157631037 AND hydro_simple_scenario_id = 1;
INSERT INTO switch.hydro_historical_monthly_capacity_factors (hydro_simple_scenario_id, generation_plant_id, year, month, hydro_min_flow_mw, hydro_avg_flow_mw) SELECT 21 as hydro_simple_scenario_id, 157965 as generation_plant_id, 2014 as year, month, hydro_min_flow_mw, hydro_avg_flow_mw FROM switch.hydro_historical_monthly_capacity_factors WHERE generation_plant_id = 1157631038 AND hydro_simple_scenario_id = 1;
INSERT INTO switch.hydro_historical_monthly_capacity_factors (hydro_simple_scenario_id, generation_plant_id, year, month, hydro_min_flow_mw, hydro_avg_flow_mw) SELECT 21 as hydro_simple_scenario_id, 157966 as generation_plant_id, 2014 as year, month, hydro_min_flow_mw, hydro_avg_flow_mw FROM switch.hydro_historical_monthly_capacity_factors WHERE generation_plant_id = 1157631039 AND hydro_simple_scenario_id = 1;
INSERT INTO switch.hydro_historical_monthly_capacity_factors (hydro_simple_scenario_id, generation_plant_id, year, month, hydro_min_flow_mw, hydro_avg_flow_mw) SELECT 21 as hydro_simple_scenario_id, 158043 as generation_plant_id, 2014 as year, month, hydro_min_flow_mw, hydro_avg_flow_mw FROM switch.hydro_historical_monthly_capacity_factors WHERE generation_plant_id = 1157631116 AND hydro_simple_scenario_id = 1;
INSERT INTO switch.hydro_historical_monthly_capacity_factors (hydro_simple_scenario_id, generation_plant_id, year, month, hydro_min_flow_mw, hydro_avg_flow_mw) SELECT 21 as hydro_simple_scenario_id, 158040 as generation_plant_id, 2014 as year, month, hydro_min_flow_mw, hydro_avg_flow_mw FROM switch.hydro_historical_monthly_capacity_factors WHERE generation_plant_id = 1157631113 AND hydro_simple_scenario_id = 1;
INSERT INTO switch.hydro_historical_monthly_capacity_factors (hydro_simple_scenario_id, generation_plant_id, year, month, hydro_min_flow_mw, hydro_avg_flow_mw) SELECT 21 as hydro_simple_scenario_id, 157843 as generation_plant_id, 2014 as year, month, hydro_min_flow_mw, hydro_avg_flow_mw FROM switch.hydro_historical_monthly_capacity_factors WHERE generation_plant_id = 5000827 AND hydro_simple_scenario_id = 1;
INSERT INTO switch.hydro_historical_monthly_capacity_factors (hydro_simple_scenario_id, generation_plant_id, year, month, hydro_min_flow_mw, hydro_avg_flow_mw) SELECT 21 as hydro_simple_scenario_id, 157927 as generation_plant_id, 2014 as year, month, hydro_min_flow_mw, hydro_avg_flow_mw FROM switch.hydro_historical_monthly_capacity_factors WHERE generation_plant_id = 5000911 AND hydro_simple_scenario_id = 1;
INSERT INTO switch.hydro_historical_monthly_capacity_factors (hydro_simple_scenario_id, generation_plant_id, year, month, hydro_min_flow_mw, hydro_avg_flow_mw) SELECT 21 as hydro_simple_scenario_id, 157928 as generation_plant_id, 2014 as year, month, hydro_min_flow_mw, hydro_avg_flow_mw FROM switch.hydro_historical_monthly_capacity_factors WHERE generation_plant_id = 5000912 AND hydro_simple_scenario_id = 1;
INSERT INTO switch.hydro_historical_monthly_capacity_factors (hydro_simple_scenario_id, generation_plant_id, year, month, hydro_min_flow_mw, hydro_avg_flow_mw) SELECT 21 as hydro_simple_scenario_id, 157844 as generation_plant_id, 2014 as year, month, hydro_min_flow_mw, hydro_avg_flow_mw FROM switch.hydro_historical_monthly_capacity_factors WHERE generation_plant_id = 5000828 AND hydro_simple_scenario_id = 1;
INSERT INTO switch.hydro_historical_monthly_capacity_factors (hydro_simple_scenario_id, generation_plant_id, year, month, hydro_min_flow_mw, hydro_avg_flow_mw) SELECT 21 as hydro_simple_scenario_id, 157929 as generation_plant_id, 2014 as year, month, hydro_min_flow_mw, hydro_avg_flow_mw FROM switch.hydro_historical_monthly_capacity_factors WHERE generation_plant_id = 5000913 AND hydro_simple_scenario_id = 1;
INSERT INTO switch.hydro_historical_monthly_capacity_factors (hydro_simple_scenario_id, generation_plant_id, year, month, hydro_min_flow_mw, hydro_avg_flow_mw) SELECT 21 as hydro_simple_scenario_id, 157930 as generation_plant_id, 2014 as year, month, hydro_min_flow_mw, hydro_avg_flow_mw FROM switch.hydro_historical_monthly_capacity_factors WHERE generation_plant_id = 5000914 AND hydro_simple_scenario_id = 1;
INSERT INTO switch.hydro_historical_monthly_capacity_factors (hydro_simple_scenario_id, generation_plant_id, year, month, hydro_min_flow_mw, hydro_avg_flow_mw) SELECT 21 as hydro_simple_scenario_id, 157931 as generation_plant_id, 2014 as year, month, hydro_min_flow_mw, hydro_avg_flow_mw FROM switch.hydro_historical_monthly_capacity_factors WHERE generation_plant_id = 5000915 AND hydro_simple_scenario_id = 1;
INSERT INTO switch.hydro_historical_monthly_capacity_factors (hydro_simple_scenario_id, generation_plant_id, year, month, hydro_min_flow_mw, hydro_avg_flow_mw) SELECT 21 as hydro_simple_scenario_id, 157932 as generation_plant_id, 2014 as year, month, hydro_min_flow_mw, hydro_avg_flow_mw FROM switch.hydro_historical_monthly_capacity_factors WHERE generation_plant_id = 5000916 AND hydro_simple_scenario_id = 1;
INSERT INTO switch.hydro_historical_monthly_capacity_factors (hydro_simple_scenario_id, generation_plant_id, year, month, hydro_min_flow_mw, hydro_avg_flow_mw) SELECT 21 as hydro_simple_scenario_id, 157933 as generation_plant_id, 2014 as year, month, hydro_min_flow_mw, hydro_avg_flow_mw FROM switch.hydro_historical_monthly_capacity_factors WHERE generation_plant_id = 5000917 AND hydro_simple_scenario_id = 1;
INSERT INTO switch.hydro_historical_monthly_capacity_factors (hydro_simple_scenario_id, generation_plant_id, year, month, hydro_min_flow_mw, hydro_avg_flow_mw) SELECT 21 as hydro_simple_scenario_id, 157934 as generation_plant_id, 2014 as year, month, hydro_min_flow_mw, hydro_avg_flow_mw FROM switch.hydro_historical_monthly_capacity_factors WHERE generation_plant_id = 5000918 AND hydro_simple_scenario_id = 1;
INSERT INTO switch.hydro_historical_monthly_capacity_factors (hydro_simple_scenario_id, generation_plant_id, year, month, hydro_min_flow_mw, hydro_avg_flow_mw) SELECT 21 as hydro_simple_scenario_id, 158010 as generation_plant_id, 2014 as year, month, hydro_min_flow_mw, hydro_avg_flow_mw FROM switch.hydro_historical_monthly_capacity_factors WHERE generation_plant_id = 1157631083 AND hydro_simple_scenario_id = 1;
INSERT INTO switch.hydro_historical_monthly_capacity_factors (hydro_simple_scenario_id, generation_plant_id, year, month, hydro_min_flow_mw, hydro_avg_flow_mw) SELECT 21 as hydro_simple_scenario_id, 157952 as generation_plant_id, 2014 as year, month, hydro_min_flow_mw, hydro_avg_flow_mw FROM switch.hydro_historical_monthly_capacity_factors WHERE generation_plant_id = 1157631025 AND hydro_simple_scenario_id = 1;
INSERT INTO switch.hydro_historical_monthly_capacity_factors (hydro_simple_scenario_id, generation_plant_id, year, month, hydro_min_flow_mw, hydro_avg_flow_mw) SELECT 21 as hydro_simple_scenario_id, 157949 as generation_plant_id, 2014 as year, month, hydro_min_flow_mw, hydro_avg_flow_mw FROM switch.hydro_historical_monthly_capacity_factors WHERE generation_plant_id = 1157631022 AND hydro_simple_scenario_id = 1;
INSERT INTO switch.hydro_historical_monthly_capacity_factors (hydro_simple_scenario_id, generation_plant_id, year, month, hydro_min_flow_mw, hydro_avg_flow_mw) SELECT 21 as hydro_simple_scenario_id, 157962 as generation_plant_id, 2014 as year, month, hydro_min_flow_mw, hydro_avg_flow_mw FROM switch.hydro_historical_monthly_capacity_factors WHERE generation_plant_id = 1157631035 AND hydro_simple_scenario_id = 1;
INSERT INTO switch.hydro_historical_monthly_capacity_factors (hydro_simple_scenario_id, generation_plant_id, year, month, hydro_min_flow_mw, hydro_avg_flow_mw) SELECT 21 as hydro_simple_scenario_id, 157935 as generation_plant_id, 2014 as year, month, hydro_min_flow_mw, hydro_avg_flow_mw FROM switch.hydro_historical_monthly_capacity_factors WHERE generation_plant_id = 5000919 AND hydro_simple_scenario_id = 1;
INSERT INTO switch.hydro_historical_monthly_capacity_factors (hydro_simple_scenario_id, generation_plant_id, year, month, hydro_min_flow_mw, hydro_avg_flow_mw) SELECT 21 as hydro_simple_scenario_id, 157936 as generation_plant_id, 2014 as year, month, hydro_min_flow_mw, hydro_avg_flow_mw FROM switch.hydro_historical_monthly_capacity_factors WHERE generation_plant_id = 5000920 AND hydro_simple_scenario_id = 1;
INSERT INTO switch.hydro_historical_monthly_capacity_factors (hydro_simple_scenario_id, generation_plant_id, year, month, hydro_min_flow_mw, hydro_avg_flow_mw) SELECT 21 as hydro_simple_scenario_id, 158007 as generation_plant_id, 2014 as year, month, hydro_min_flow_mw, hydro_avg_flow_mw FROM switch.hydro_historical_monthly_capacity_factors WHERE generation_plant_id = 1157631080 AND hydro_simple_scenario_id = 1;
INSERT INTO switch.hydro_historical_monthly_capacity_factors (hydro_simple_scenario_id, generation_plant_id, year, month, hydro_min_flow_mw, hydro_avg_flow_mw) SELECT 21 as hydro_simple_scenario_id, 157937 as generation_plant_id, 2014 as year, month, hydro_min_flow_mw, hydro_avg_flow_mw FROM switch.hydro_historical_monthly_capacity_factors WHERE generation_plant_id = 5000921 AND hydro_simple_scenario_id = 1;
INSERT INTO switch.hydro_historical_monthly_capacity_factors (hydro_simple_scenario_id, generation_plant_id, year, month, hydro_min_flow_mw, hydro_avg_flow_mw) SELECT 21 as hydro_simple_scenario_id, 157938 as generation_plant_id, 2014 as year, month, hydro_min_flow_mw, hydro_avg_flow_mw FROM switch.hydro_historical_monthly_capacity_factors WHERE generation_plant_id = 5000922 AND hydro_simple_scenario_id = 1;
INSERT INTO switch.hydro_historical_monthly_capacity_factors (hydro_simple_scenario_id, generation_plant_id, year, month, hydro_min_flow_mw, hydro_avg_flow_mw) SELECT 21 as hydro_simple_scenario_id, 157845 as generation_plant_id, 2014 as year, month, hydro_min_flow_mw, hydro_avg_flow_mw FROM switch.hydro_historical_monthly_capacity_factors WHERE generation_plant_id = 5000829 AND hydro_simple_scenario_id = 1;
INSERT INTO switch.hydro_historical_monthly_capacity_factors (hydro_simple_scenario_id, generation_plant_id, year, month, hydro_min_flow_mw, hydro_avg_flow_mw) SELECT 21 as hydro_simple_scenario_id, 158055 as generation_plant_id, 2014 as year, month, hydro_min_flow_mw, hydro_avg_flow_mw FROM switch.hydro_historical_monthly_capacity_factors WHERE generation_plant_id = 1157631128 AND hydro_simple_scenario_id = 1;
INSERT INTO switch.hydro_historical_monthly_capacity_factors (hydro_simple_scenario_id, generation_plant_id, year, month, hydro_min_flow_mw, hydro_avg_flow_mw) SELECT 21 as hydro_simple_scenario_id, 158056 as generation_plant_id, 2014 as year, month, hydro_min_flow_mw, hydro_avg_flow_mw FROM switch.hydro_historical_monthly_capacity_factors WHERE generation_plant_id = 1157631129 AND hydro_simple_scenario_id = 1;
INSERT INTO switch.hydro_historical_monthly_capacity_factors (hydro_simple_scenario_id, generation_plant_id, year, month, hydro_min_flow_mw, hydro_avg_flow_mw) SELECT 21 as hydro_simple_scenario_id, 157939 as generation_plant_id, 2014 as year, month, hydro_min_flow_mw, hydro_avg_flow_mw FROM switch.hydro_historical_monthly_capacity_factors WHERE generation_plant_id = 5000923 AND hydro_simple_scenario_id = 1;
INSERT INTO switch.hydro_historical_monthly_capacity_factors (hydro_simple_scenario_id, generation_plant_id, year, month, hydro_min_flow_mw, hydro_avg_flow_mw) SELECT 21 as hydro_simple_scenario_id, 158059 as generation_plant_id, 2014 as year, month, hydro_min_flow_mw, hydro_avg_flow_mw FROM switch.hydro_historical_monthly_capacity_factors WHERE generation_plant_id = 1157631165 AND hydro_simple_scenario_id = 1;
INSERT INTO switch.hydro_historical_monthly_capacity_factors (hydro_simple_scenario_id, generation_plant_id, year, month, hydro_min_flow_mw, hydro_avg_flow_mw) SELECT 21 as hydro_simple_scenario_id, 158068 as generation_plant_id, 2014 as year, month, hydro_min_flow_mw, hydro_avg_flow_mw FROM switch.hydro_historical_monthly_capacity_factors WHERE generation_plant_id = 1157631174 AND hydro_simple_scenario_id = 1;
INSERT INTO switch.hydro_historical_monthly_capacity_factors (hydro_simple_scenario_id, generation_plant_id, year, month, hydro_min_flow_mw, hydro_avg_flow_mw) SELECT 21 as hydro_simple_scenario_id, 158069 as generation_plant_id, 2014 as year, month, hydro_min_flow_mw, hydro_avg_flow_mw FROM switch.hydro_historical_monthly_capacity_factors WHERE generation_plant_id = 1157631175 AND hydro_simple_scenario_id = 1;
INSERT INTO switch.hydro_historical_monthly_capacity_factors (hydro_simple_scenario_id, generation_plant_id, year, month, hydro_min_flow_mw, hydro_avg_flow_mw) SELECT 21 as hydro_simple_scenario_id, 158070 as generation_plant_id, 2014 as year, month, hydro_min_flow_mw, hydro_avg_flow_mw FROM switch.hydro_historical_monthly_capacity_factors WHERE generation_plant_id = 1157631176 AND hydro_simple_scenario_id = 1;
INSERT INTO switch.hydro_historical_monthly_capacity_factors (hydro_simple_scenario_id, generation_plant_id, year, month, hydro_min_flow_mw, hydro_avg_flow_mw) SELECT 21 as hydro_simple_scenario_id, 158071 as generation_plant_id, 2014 as year, month, hydro_min_flow_mw, hydro_avg_flow_mw FROM switch.hydro_historical_monthly_capacity_factors WHERE generation_plant_id = 1157631177 AND hydro_simple_scenario_id = 1;
INSERT INTO switch.hydro_historical_monthly_capacity_factors (hydro_simple_scenario_id, generation_plant_id, year, month, hydro_min_flow_mw, hydro_avg_flow_mw) SELECT 21 as hydro_simple_scenario_id, 158072 as generation_plant_id, 2014 as year, month, hydro_min_flow_mw, hydro_avg_flow_mw FROM switch.hydro_historical_monthly_capacity_factors WHERE generation_plant_id = 1157631178 AND hydro_simple_scenario_id = 1;
INSERT INTO switch.hydro_historical_monthly_capacity_factors (hydro_simple_scenario_id, generation_plant_id, year, month, hydro_min_flow_mw, hydro_avg_flow_mw) SELECT 21 as hydro_simple_scenario_id, 158073 as generation_plant_id, 2014 as year, month, hydro_min_flow_mw, hydro_avg_flow_mw FROM switch.hydro_historical_monthly_capacity_factors WHERE generation_plant_id = 1157631179 AND hydro_simple_scenario_id = 1;
INSERT INTO switch.hydro_historical_monthly_capacity_factors (hydro_simple_scenario_id, generation_plant_id, year, month, hydro_min_flow_mw, hydro_avg_flow_mw) SELECT 21 as hydro_simple_scenario_id, 158074 as generation_plant_id, 2014 as year, month, hydro_min_flow_mw, hydro_avg_flow_mw FROM switch.hydro_historical_monthly_capacity_factors WHERE generation_plant_id = 1157631180 AND hydro_simple_scenario_id = 1;
INSERT INTO switch.hydro_historical_monthly_capacity_factors (hydro_simple_scenario_id, generation_plant_id, year, month, hydro_min_flow_mw, hydro_avg_flow_mw) SELECT 21 as hydro_simple_scenario_id, 158075 as generation_plant_id, 2014 as year, month, hydro_min_flow_mw, hydro_avg_flow_mw FROM switch.hydro_historical_monthly_capacity_factors WHERE generation_plant_id = 1157631181 AND hydro_simple_scenario_id = 1;
INSERT INTO switch.hydro_historical_monthly_capacity_factors (hydro_simple_scenario_id, generation_plant_id, year, month, hydro_min_flow_mw, hydro_avg_flow_mw) SELECT 21 as hydro_simple_scenario_id, 158076 as generation_plant_id, 2014 as year, month, hydro_min_flow_mw, hydro_avg_flow_mw FROM switch.hydro_historical_monthly_capacity_factors WHERE generation_plant_id = 1157631182 AND hydro_simple_scenario_id = 1;
INSERT INTO switch.hydro_historical_monthly_capacity_factors (hydro_simple_scenario_id, generation_plant_id, year, month, hydro_min_flow_mw, hydro_avg_flow_mw) SELECT 21 as hydro_simple_scenario_id, 158077 as generation_plant_id, 2014 as year, month, hydro_min_flow_mw, hydro_avg_flow_mw FROM switch.hydro_historical_monthly_capacity_factors WHERE generation_plant_id = 1157631183 AND hydro_simple_scenario_id = 1;
INSERT INTO switch.hydro_historical_monthly_capacity_factors (hydro_simple_scenario_id, generation_plant_id, year, month, hydro_min_flow_mw, hydro_avg_flow_mw) SELECT 21 as hydro_simple_scenario_id, 158060 as generation_plant_id, 2014 as year, month, hydro_min_flow_mw, hydro_avg_flow_mw FROM switch.hydro_historical_monthly_capacity_factors WHERE generation_plant_id = 1157631166 AND hydro_simple_scenario_id = 1;
INSERT INTO switch.hydro_historical_monthly_capacity_factors (hydro_simple_scenario_id, generation_plant_id, year, month, hydro_min_flow_mw, hydro_avg_flow_mw) SELECT 21 as hydro_simple_scenario_id, 158078 as generation_plant_id, 2014 as year, month, hydro_min_flow_mw, hydro_avg_flow_mw FROM switch.hydro_historical_monthly_capacity_factors WHERE generation_plant_id = 1157631184 AND hydro_simple_scenario_id = 1;
INSERT INTO switch.hydro_historical_monthly_capacity_factors (hydro_simple_scenario_id, generation_plant_id, year, month, hydro_min_flow_mw, hydro_avg_flow_mw) SELECT 21 as hydro_simple_scenario_id, 158079 as generation_plant_id, 2014 as year, month, hydro_min_flow_mw, hydro_avg_flow_mw FROM switch.hydro_historical_monthly_capacity_factors WHERE generation_plant_id = 1157631185 AND hydro_simple_scenario_id = 1;
INSERT INTO switch.hydro_historical_monthly_capacity_factors (hydro_simple_scenario_id, generation_plant_id, year, month, hydro_min_flow_mw, hydro_avg_flow_mw) SELECT 21 as hydro_simple_scenario_id, 158080 as generation_plant_id, 2014 as year, month, hydro_min_flow_mw, hydro_avg_flow_mw FROM switch.hydro_historical_monthly_capacity_factors WHERE generation_plant_id = 1157631186 AND hydro_simple_scenario_id = 1;
INSERT INTO switch.hydro_historical_monthly_capacity_factors (hydro_simple_scenario_id, generation_plant_id, year, month, hydro_min_flow_mw, hydro_avg_flow_mw) SELECT 21 as hydro_simple_scenario_id, 158081 as generation_plant_id, 2014 as year, month, hydro_min_flow_mw, hydro_avg_flow_mw FROM switch.hydro_historical_monthly_capacity_factors WHERE generation_plant_id = 1157631187 AND hydro_simple_scenario_id = 1;
INSERT INTO switch.hydro_historical_monthly_capacity_factors (hydro_simple_scenario_id, generation_plant_id, year, month, hydro_min_flow_mw, hydro_avg_flow_mw) SELECT 21 as hydro_simple_scenario_id, 158082 as generation_plant_id, 2014 as year, month, hydro_min_flow_mw, hydro_avg_flow_mw FROM switch.hydro_historical_monthly_capacity_factors WHERE generation_plant_id = 1157631188 AND hydro_simple_scenario_id = 1;
INSERT INTO switch.hydro_historical_monthly_capacity_factors (hydro_simple_scenario_id, generation_plant_id, year, month, hydro_min_flow_mw, hydro_avg_flow_mw) SELECT 21 as hydro_simple_scenario_id, 158083 as generation_plant_id, 2014 as year, month, hydro_min_flow_mw, hydro_avg_flow_mw FROM switch.hydro_historical_monthly_capacity_factors WHERE generation_plant_id = 1157631189 AND hydro_simple_scenario_id = 1;
INSERT INTO switch.hydro_historical_monthly_capacity_factors (hydro_simple_scenario_id, generation_plant_id, year, month, hydro_min_flow_mw, hydro_avg_flow_mw) SELECT 21 as hydro_simple_scenario_id, 158084 as generation_plant_id, 2014 as year, month, hydro_min_flow_mw, hydro_avg_flow_mw FROM switch.hydro_historical_monthly_capacity_factors WHERE generation_plant_id = 1157631190 AND hydro_simple_scenario_id = 1;
INSERT INTO switch.hydro_historical_monthly_capacity_factors (hydro_simple_scenario_id, generation_plant_id, year, month, hydro_min_flow_mw, hydro_avg_flow_mw) SELECT 21 as hydro_simple_scenario_id, 158085 as generation_plant_id, 2014 as year, month, hydro_min_flow_mw, hydro_avg_flow_mw FROM switch.hydro_historical_monthly_capacity_factors WHERE generation_plant_id = 1157631191 AND hydro_simple_scenario_id = 1;
INSERT INTO switch.hydro_historical_monthly_capacity_factors (hydro_simple_scenario_id, generation_plant_id, year, month, hydro_min_flow_mw, hydro_avg_flow_mw) SELECT 21 as hydro_simple_scenario_id, 158086 as generation_plant_id, 2014 as year, month, hydro_min_flow_mw, hydro_avg_flow_mw FROM switch.hydro_historical_monthly_capacity_factors WHERE generation_plant_id = 1157631192 AND hydro_simple_scenario_id = 1;
INSERT INTO switch.hydro_historical_monthly_capacity_factors (hydro_simple_scenario_id, generation_plant_id, year, month, hydro_min_flow_mw, hydro_avg_flow_mw) SELECT 21 as hydro_simple_scenario_id, 158087 as generation_plant_id, 2014 as year, month, hydro_min_flow_mw, hydro_avg_flow_mw FROM switch.hydro_historical_monthly_capacity_factors WHERE generation_plant_id = 1157631193 AND hydro_simple_scenario_id = 1;
INSERT INTO switch.hydro_historical_monthly_capacity_factors (hydro_simple_scenario_id, generation_plant_id, year, month, hydro_min_flow_mw, hydro_avg_flow_mw) SELECT 21 as hydro_simple_scenario_id, 158061 as generation_plant_id, 2014 as year, month, hydro_min_flow_mw, hydro_avg_flow_mw FROM switch.hydro_historical_monthly_capacity_factors WHERE generation_plant_id = 1157631167 AND hydro_simple_scenario_id = 1;
INSERT INTO switch.hydro_historical_monthly_capacity_factors (hydro_simple_scenario_id, generation_plant_id, year, month, hydro_min_flow_mw, hydro_avg_flow_mw) SELECT 21 as hydro_simple_scenario_id, 158088 as generation_plant_id, 2014 as year, month, hydro_min_flow_mw, hydro_avg_flow_mw FROM switch.hydro_historical_monthly_capacity_factors WHERE generation_plant_id = 1157631194 AND hydro_simple_scenario_id = 1;
INSERT INTO switch.hydro_historical_monthly_capacity_factors (hydro_simple_scenario_id, generation_plant_id, year, month, hydro_min_flow_mw, hydro_avg_flow_mw) SELECT 21 as hydro_simple_scenario_id, 158089 as generation_plant_id, 2014 as year, month, hydro_min_flow_mw, hydro_avg_flow_mw FROM switch.hydro_historical_monthly_capacity_factors WHERE generation_plant_id = 1157631195 AND hydro_simple_scenario_id = 1;
INSERT INTO switch.hydro_historical_monthly_capacity_factors (hydro_simple_scenario_id, generation_plant_id, year, month, hydro_min_flow_mw, hydro_avg_flow_mw) SELECT 21 as hydro_simple_scenario_id, 158090 as generation_plant_id, 2014 as year, month, hydro_min_flow_mw, hydro_avg_flow_mw FROM switch.hydro_historical_monthly_capacity_factors WHERE generation_plant_id = 1157631196 AND hydro_simple_scenario_id = 1;
INSERT INTO switch.hydro_historical_monthly_capacity_factors (hydro_simple_scenario_id, generation_plant_id, year, month, hydro_min_flow_mw, hydro_avg_flow_mw) SELECT 21 as hydro_simple_scenario_id, 158091 as generation_plant_id, 2014 as year, month, hydro_min_flow_mw, hydro_avg_flow_mw FROM switch.hydro_historical_monthly_capacity_factors WHERE generation_plant_id = 1157631197 AND hydro_simple_scenario_id = 1;
INSERT INTO switch.hydro_historical_monthly_capacity_factors (hydro_simple_scenario_id, generation_plant_id, year, month, hydro_min_flow_mw, hydro_avg_flow_mw) SELECT 21 as hydro_simple_scenario_id, 158092 as generation_plant_id, 2014 as year, month, hydro_min_flow_mw, hydro_avg_flow_mw FROM switch.hydro_historical_monthly_capacity_factors WHERE generation_plant_id = 1157631198 AND hydro_simple_scenario_id = 1;
INSERT INTO switch.hydro_historical_monthly_capacity_factors (hydro_simple_scenario_id, generation_plant_id, year, month, hydro_min_flow_mw, hydro_avg_flow_mw) SELECT 21 as hydro_simple_scenario_id, 158062 as generation_plant_id, 2014 as year, month, hydro_min_flow_mw, hydro_avg_flow_mw FROM switch.hydro_historical_monthly_capacity_factors WHERE generation_plant_id = 1157631168 AND hydro_simple_scenario_id = 1;
INSERT INTO switch.hydro_historical_monthly_capacity_factors (hydro_simple_scenario_id, generation_plant_id, year, month, hydro_min_flow_mw, hydro_avg_flow_mw) SELECT 21 as hydro_simple_scenario_id, 158063 as generation_plant_id, 2014 as year, month, hydro_min_flow_mw, hydro_avg_flow_mw FROM switch.hydro_historical_monthly_capacity_factors WHERE generation_plant_id = 1157631169 AND hydro_simple_scenario_id = 1;
INSERT INTO switch.hydro_historical_monthly_capacity_factors (hydro_simple_scenario_id, generation_plant_id, year, month, hydro_min_flow_mw, hydro_avg_flow_mw) SELECT 21 as hydro_simple_scenario_id, 158064 as generation_plant_id, 2014 as year, month, hydro_min_flow_mw, hydro_avg_flow_mw FROM switch.hydro_historical_monthly_capacity_factors WHERE generation_plant_id = 1157631170 AND hydro_simple_scenario_id = 1;
INSERT INTO switch.hydro_historical_monthly_capacity_factors (hydro_simple_scenario_id, generation_plant_id, year, month, hydro_min_flow_mw, hydro_avg_flow_mw) SELECT 21 as hydro_simple_scenario_id, 158065 as generation_plant_id, 2014 as year, month, hydro_min_flow_mw, hydro_avg_flow_mw FROM switch.hydro_historical_monthly_capacity_factors WHERE generation_plant_id = 1157631171 AND hydro_simple_scenario_id = 1;
INSERT INTO switch.hydro_historical_monthly_capacity_factors (hydro_simple_scenario_id, generation_plant_id, year, month, hydro_min_flow_mw, hydro_avg_flow_mw) SELECT 21 as hydro_simple_scenario_id, 158066 as generation_plant_id, 2014 as year, month, hydro_min_flow_mw, hydro_avg_flow_mw FROM switch.hydro_historical_monthly_capacity_factors WHERE generation_plant_id = 1157631172 AND hydro_simple_scenario_id = 1;
INSERT INTO switch.hydro_historical_monthly_capacity_factors (hydro_simple_scenario_id, generation_plant_id, year, month, hydro_min_flow_mw, hydro_avg_flow_mw) SELECT 21 as hydro_simple_scenario_id, 158067 as generation_plant_id, 2014 as year, month, hydro_min_flow_mw, hydro_avg_flow_mw FROM switch.hydro_historical_monthly_capacity_factors WHERE generation_plant_id = 1157631173 AND hydro_simple_scenario_id = 1;
INSERT INTO switch.hydro_historical_monthly_capacity_factors (hydro_simple_scenario_id, generation_plant_id, year, month, hydro_min_flow_mw, hydro_avg_flow_mw) SELECT 21 as hydro_simple_scenario_id, 158009 as generation_plant_id, 2014 as year, month, hydro_min_flow_mw, hydro_avg_flow_mw FROM switch.hydro_historical_monthly_capacity_factors WHERE generation_plant_id = 1157631082 AND hydro_simple_scenario_id = 1;
INSERT INTO switch.hydro_historical_monthly_capacity_factors (hydro_simple_scenario_id, generation_plant_id, year, month, hydro_min_flow_mw, hydro_avg_flow_mw) SELECT 21 as hydro_simple_scenario_id, 158014 as generation_plant_id, 2014 as year, month, hydro_min_flow_mw, hydro_avg_flow_mw FROM switch.hydro_historical_monthly_capacity_factors WHERE generation_plant_id = 1157631087 AND hydro_simple_scenario_id = 1;

## hydro_historical_cf_2015
INSERT INTO switch.hydro_historical_monthly_capacity_factors (hydro_simple_scenario_id, generation_plant_id, year, month, hydro_min_flow_mw, hydro_avg_flow_mw)
SELECT 21 as hydro_simple_scenario_id, 154089 as generation_plant_id, 2004 as year, month, hydro_min_flow_mw, hydro_avg_flow_mw
FROM switch.hydro_historical_monthly_capacity_factors
WHERE generation_plant_id = 5000830
AND hydro_simple_scenario_id = 1
INSERT INTO switch.hydro_historical_monthly_capacity_factors (hydro_simple_scenario_id, generation_plant_id, year, month, hydro_min_flow_mw, hydro_avg_flow_mw) SELECT 21 as hydro_simple_scenario_id, | new_id | as generation_plant_id, | 2015 | as year, month, hydro_min_flow_mw, hydro_avg_flow_mw FROM switch.hydro_historical_monthly_capacity_factors WHERE generation_plant_id = | old_id | AND hydro_simple_scenario_id = 1;
INSERT INTO switch.hydro_historical_monthly_capacity_factors (hydro_simple_scenario_id, generation_plant_id, year, month, hydro_min_flow_mw, hydro_avg_flow_mw) SELECT 21 as hydro_simple_scenario_id, 157846 as generation_plant_id, 2015 as year, month, hydro_min_flow_mw, hydro_avg_flow_mw FROM switch.hydro_historical_monthly_capacity_factors WHERE generation_plant_id = 5000830 AND hydro_simple_scenario_id = 1;
INSERT INTO switch.hydro_historical_monthly_capacity_factors (hydro_simple_scenario_id, generation_plant_id, year, month, hydro_min_flow_mw, hydro_avg_flow_mw) SELECT 21 as hydro_simple_scenario_id, 157959 as generation_plant_id, 2015 as year, month, hydro_min_flow_mw, hydro_avg_flow_mw FROM switch.hydro_historical_monthly_capacity_factors WHERE generation_plant_id = 1157631032 AND hydro_simple_scenario_id = 1;
INSERT INTO switch.hydro_historical_monthly_capacity_factors (hydro_simple_scenario_id, generation_plant_id, year, month, hydro_min_flow_mw, hydro_avg_flow_mw) SELECT 21 as hydro_simple_scenario_id, 157847 as generation_plant_id, 2015 as year, month, hydro_min_flow_mw, hydro_avg_flow_mw FROM switch.hydro_historical_monthly_capacity_factors WHERE generation_plant_id = 5000831 AND hydro_simple_scenario_id = 1;
INSERT INTO switch.hydro_historical_monthly_capacity_factors (hydro_simple_scenario_id, generation_plant_id, year, month, hydro_min_flow_mw, hydro_avg_flow_mw) SELECT 21 as hydro_simple_scenario_id, 158008 as generation_plant_id, 2015 as year, month, hydro_min_flow_mw, hydro_avg_flow_mw FROM switch.hydro_historical_monthly_capacity_factors WHERE generation_plant_id = 1157631081 AND hydro_simple_scenario_id = 1;
INSERT INTO switch.hydro_historical_monthly_capacity_factors (hydro_simple_scenario_id, generation_plant_id, year, month, hydro_min_flow_mw, hydro_avg_flow_mw) SELECT 21 as hydro_simple_scenario_id, 157848 as generation_plant_id, 2015 as year, month, hydro_min_flow_mw, hydro_avg_flow_mw FROM switch.hydro_historical_monthly_capacity_factors WHERE generation_plant_id = 5000832 AND hydro_simple_scenario_id = 1;
INSERT INTO switch.hydro_historical_monthly_capacity_factors (hydro_simple_scenario_id, generation_plant_id, year, month, hydro_min_flow_mw, hydro_avg_flow_mw) SELECT 21 as hydro_simple_scenario_id, 157849 as generation_plant_id, 2015 as year, month, hydro_min_flow_mw, hydro_avg_flow_mw FROM switch.hydro_historical_monthly_capacity_factors WHERE generation_plant_id = 5000833 AND hydro_simple_scenario_id = 1;
INSERT INTO switch.hydro_historical_monthly_capacity_factors (hydro_simple_scenario_id, generation_plant_id, year, month, hydro_min_flow_mw, hydro_avg_flow_mw) SELECT 21 as hydro_simple_scenario_id, 157851 as generation_plant_id, 2015 as year, month, hydro_min_flow_mw, hydro_avg_flow_mw FROM switch.hydro_historical_monthly_capacity_factors WHERE generation_plant_id = 5000835 AND hydro_simple_scenario_id = 1;
INSERT INTO switch.hydro_historical_monthly_capacity_factors (hydro_simple_scenario_id, generation_plant_id, year, month, hydro_min_flow_mw, hydro_avg_flow_mw) SELECT 21 as hydro_simple_scenario_id, 157850 as generation_plant_id, 2015 as year, month, hydro_min_flow_mw, hydro_avg_flow_mw FROM switch.hydro_historical_monthly_capacity_factors WHERE generation_plant_id = 5000834 AND hydro_simple_scenario_id = 1;
INSERT INTO switch.hydro_historical_monthly_capacity_factors (hydro_simple_scenario_id, generation_plant_id, year, month, hydro_min_flow_mw, hydro_avg_flow_mw) SELECT 21 as hydro_simple_scenario_id, 158044 as generation_plant_id, 2015 as year, month, hydro_min_flow_mw, hydro_avg_flow_mw FROM switch.hydro_historical_monthly_capacity_factors WHERE generation_plant_id = 1157631117 AND hydro_simple_scenario_id = 1;
INSERT INTO switch.hydro_historical_monthly_capacity_factors (hydro_simple_scenario_id, generation_plant_id, year, month, hydro_min_flow_mw, hydro_avg_flow_mw) SELECT 21 as hydro_simple_scenario_id, 157961 as generation_plant_id, 2015 as year, month, hydro_min_flow_mw, hydro_avg_flow_mw FROM switch.hydro_historical_monthly_capacity_factors WHERE generation_plant_id = 1157631034 AND hydro_simple_scenario_id = 1;
INSERT INTO switch.hydro_historical_monthly_capacity_factors (hydro_simple_scenario_id, generation_plant_id, year, month, hydro_min_flow_mw, hydro_avg_flow_mw) SELECT 21 as hydro_simple_scenario_id, 157960 as generation_plant_id, 2015 as year, month, hydro_min_flow_mw, hydro_avg_flow_mw FROM switch.hydro_historical_monthly_capacity_factors WHERE generation_plant_id = 1157631033 AND hydro_simple_scenario_id = 1;
INSERT INTO switch.hydro_historical_monthly_capacity_factors (hydro_simple_scenario_id, generation_plant_id, year, month, hydro_min_flow_mw, hydro_avg_flow_mw) SELECT 21 as hydro_simple_scenario_id, 157824 as generation_plant_id, 2015 as year, month, hydro_min_flow_mw, hydro_avg_flow_mw FROM switch.hydro_historical_monthly_capacity_factors WHERE generation_plant_id = 5000808 AND hydro_simple_scenario_id = 1;
INSERT INTO switch.hydro_historical_monthly_capacity_factors (hydro_simple_scenario_id, generation_plant_id, year, month, hydro_min_flow_mw, hydro_avg_flow_mw) SELECT 21 as hydro_simple_scenario_id, 157971 as generation_plant_id, 2015 as year, month, hydro_min_flow_mw, hydro_avg_flow_mw FROM switch.hydro_historical_monthly_capacity_factors WHERE generation_plant_id = 1157631044 AND hydro_simple_scenario_id = 1;
INSERT INTO switch.hydro_historical_monthly_capacity_factors (hydro_simple_scenario_id, generation_plant_id, year, month, hydro_min_flow_mw, hydro_avg_flow_mw) SELECT 21 as hydro_simple_scenario_id, 157972 as generation_plant_id, 2015 as year, month, hydro_min_flow_mw, hydro_avg_flow_mw FROM switch.hydro_historical_monthly_capacity_factors WHERE generation_plant_id = 1157631045 AND hydro_simple_scenario_id = 1;
INSERT INTO switch.hydro_historical_monthly_capacity_factors (hydro_simple_scenario_id, generation_plant_id, year, month, hydro_min_flow_mw, hydro_avg_flow_mw) SELECT 21 as hydro_simple_scenario_id, 157970 as generation_plant_id, 2015 as year, month, hydro_min_flow_mw, hydro_avg_flow_mw FROM switch.hydro_historical_monthly_capacity_factors WHERE generation_plant_id = 1157631043 AND hydro_simple_scenario_id = 1;
INSERT INTO switch.hydro_historical_monthly_capacity_factors (hydro_simple_scenario_id, generation_plant_id, year, month, hydro_min_flow_mw, hydro_avg_flow_mw) SELECT 21 as hydro_simple_scenario_id, 157945 as generation_plant_id, 2015 as year, month, hydro_min_flow_mw, hydro_avg_flow_mw FROM switch.hydro_historical_monthly_capacity_factors WHERE generation_plant_id = 1157631018 AND hydro_simple_scenario_id = 1;
INSERT INTO switch.hydro_historical_monthly_capacity_factors (hydro_simple_scenario_id, generation_plant_id, year, month, hydro_min_flow_mw, hydro_avg_flow_mw) SELECT 21 as hydro_simple_scenario_id, 157825 as generation_plant_id, 2015 as year, month, hydro_min_flow_mw, hydro_avg_flow_mw FROM switch.hydro_historical_monthly_capacity_factors WHERE generation_plant_id = 5000809 AND hydro_simple_scenario_id = 1;
INSERT INTO switch.hydro_historical_monthly_capacity_factors (hydro_simple_scenario_id, generation_plant_id, year, month, hydro_min_flow_mw, hydro_avg_flow_mw) SELECT 21 as hydro_simple_scenario_id, 157826 as generation_plant_id, 2015 as year, month, hydro_min_flow_mw, hydro_avg_flow_mw FROM switch.hydro_historical_monthly_capacity_factors WHERE generation_plant_id = 5000810 AND hydro_simple_scenario_id = 1;
INSERT INTO switch.hydro_historical_monthly_capacity_factors (hydro_simple_scenario_id, generation_plant_id, year, month, hydro_min_flow_mw, hydro_avg_flow_mw) SELECT 21 as hydro_simple_scenario_id, 157827 as generation_plant_id, 2015 as year, month, hydro_min_flow_mw, hydro_avg_flow_mw FROM switch.hydro_historical_monthly_capacity_factors WHERE generation_plant_id = 5000811 AND hydro_simple_scenario_id = 1;
INSERT INTO switch.hydro_historical_monthly_capacity_factors (hydro_simple_scenario_id, generation_plant_id, year, month, hydro_min_flow_mw, hydro_avg_flow_mw) SELECT 21 as hydro_simple_scenario_id, 157852 as generation_plant_id, 2015 as year, month, hydro_min_flow_mw, hydro_avg_flow_mw FROM switch.hydro_historical_monthly_capacity_factors WHERE generation_plant_id = 5000836 AND hydro_simple_scenario_id = 1;
INSERT INTO switch.hydro_historical_monthly_capacity_factors (hydro_simple_scenario_id, generation_plant_id, year, month, hydro_min_flow_mw, hydro_avg_flow_mw) SELECT 21 as hydro_simple_scenario_id, 157853 as generation_plant_id, 2015 as year, month, hydro_min_flow_mw, hydro_avg_flow_mw FROM switch.hydro_historical_monthly_capacity_factors WHERE generation_plant_id = 5000837 AND hydro_simple_scenario_id = 1;
INSERT INTO switch.hydro_historical_monthly_capacity_factors (hydro_simple_scenario_id, generation_plant_id, year, month, hydro_min_flow_mw, hydro_avg_flow_mw) SELECT 21 as hydro_simple_scenario_id, 157828 as generation_plant_id, 2015 as year, month, hydro_min_flow_mw, hydro_avg_flow_mw FROM switch.hydro_historical_monthly_capacity_factors WHERE generation_plant_id = 5000812 AND hydro_simple_scenario_id = 1;
INSERT INTO switch.hydro_historical_monthly_capacity_factors (hydro_simple_scenario_id, generation_plant_id, year, month, hydro_min_flow_mw, hydro_avg_flow_mw) SELECT 21 as hydro_simple_scenario_id, 157829 as generation_plant_id, 2015 as year, month, hydro_min_flow_mw, hydro_avg_flow_mw FROM switch.hydro_historical_monthly_capacity_factors WHERE generation_plant_id = 5000813 AND hydro_simple_scenario_id = 1;
INSERT INTO switch.hydro_historical_monthly_capacity_factors (hydro_simple_scenario_id, generation_plant_id, year, month, hydro_min_flow_mw, hydro_avg_flow_mw) SELECT 21 as hydro_simple_scenario_id, 157854 as generation_plant_id, 2015 as year, month, hydro_min_flow_mw, hydro_avg_flow_mw FROM switch.hydro_historical_monthly_capacity_factors WHERE generation_plant_id = 5000838 AND hydro_simple_scenario_id = 1;
INSERT INTO switch.hydro_historical_monthly_capacity_factors (hydro_simple_scenario_id, generation_plant_id, year, month, hydro_min_flow_mw, hydro_avg_flow_mw) SELECT 21 as hydro_simple_scenario_id, 157855 as generation_plant_id, 2015 as year, month, hydro_min_flow_mw, hydro_avg_flow_mw FROM switch.hydro_historical_monthly_capacity_factors WHERE generation_plant_id = 5000839 AND hydro_simple_scenario_id = 1;
INSERT INTO switch.hydro_historical_monthly_capacity_factors (hydro_simple_scenario_id, generation_plant_id, year, month, hydro_min_flow_mw, hydro_avg_flow_mw) SELECT 21 as hydro_simple_scenario_id, 157856 as generation_plant_id, 2015 as year, month, hydro_min_flow_mw, hydro_avg_flow_mw FROM switch.hydro_historical_monthly_capacity_factors WHERE generation_plant_id = 5000840 AND hydro_simple_scenario_id = 1;
INSERT INTO switch.hydro_historical_monthly_capacity_factors (hydro_simple_scenario_id, generation_plant_id, year, month, hydro_min_flow_mw, hydro_avg_flow_mw) SELECT 21 as hydro_simple_scenario_id, 157857 as generation_plant_id, 2015 as year, month, hydro_min_flow_mw, hydro_avg_flow_mw FROM switch.hydro_historical_monthly_capacity_factors WHERE generation_plant_id = 5000841 AND hydro_simple_scenario_id = 1;
INSERT INTO switch.hydro_historical_monthly_capacity_factors (hydro_simple_scenario_id, generation_plant_id, year, month, hydro_min_flow_mw, hydro_avg_flow_mw) SELECT 21 as hydro_simple_scenario_id, 157858 as generation_plant_id, 2015 as year, month, hydro_min_flow_mw, hydro_avg_flow_mw FROM switch.hydro_historical_monthly_capacity_factors WHERE generation_plant_id = 5000842 AND hydro_simple_scenario_id = 1;
INSERT INTO switch.hydro_historical_monthly_capacity_factors (hydro_simple_scenario_id, generation_plant_id, year, month, hydro_min_flow_mw, hydro_avg_flow_mw) SELECT 21 as hydro_simple_scenario_id, 158046 as generation_plant_id, 2015 as year, month, hydro_min_flow_mw, hydro_avg_flow_mw FROM switch.hydro_historical_monthly_capacity_factors WHERE generation_plant_id = 1157631119 AND hydro_simple_scenario_id = 1;
INSERT INTO switch.hydro_historical_monthly_capacity_factors (hydro_simple_scenario_id, generation_plant_id, year, month, hydro_min_flow_mw, hydro_avg_flow_mw) SELECT 21 as hydro_simple_scenario_id, 158047 as generation_plant_id, 2015 as year, month, hydro_min_flow_mw, hydro_avg_flow_mw FROM switch.hydro_historical_monthly_capacity_factors WHERE generation_plant_id = 1157631120 AND hydro_simple_scenario_id = 1;
INSERT INTO switch.hydro_historical_monthly_capacity_factors (hydro_simple_scenario_id, generation_plant_id, year, month, hydro_min_flow_mw, hydro_avg_flow_mw) SELECT 21 as hydro_simple_scenario_id, 158048 as generation_plant_id, 2015 as year, month, hydro_min_flow_mw, hydro_avg_flow_mw FROM switch.hydro_historical_monthly_capacity_factors WHERE generation_plant_id = 1157631121 AND hydro_simple_scenario_id = 1;
INSERT INTO switch.hydro_historical_monthly_capacity_factors (hydro_simple_scenario_id, generation_plant_id, year, month, hydro_min_flow_mw, hydro_avg_flow_mw) SELECT 21 as hydro_simple_scenario_id, 158049 as generation_plant_id, 2015 as year, month, hydro_min_flow_mw, hydro_avg_flow_mw FROM switch.hydro_historical_monthly_capacity_factors WHERE generation_plant_id = 1157631122 AND hydro_simple_scenario_id = 1;
INSERT INTO switch.hydro_historical_monthly_capacity_factors (hydro_simple_scenario_id, generation_plant_id, year, month, hydro_min_flow_mw, hydro_avg_flow_mw) SELECT 21 as hydro_simple_scenario_id, 158050 as generation_plant_id, 2015 as year, month, hydro_min_flow_mw, hydro_avg_flow_mw FROM switch.hydro_historical_monthly_capacity_factors WHERE generation_plant_id = 1157631123 AND hydro_simple_scenario_id = 1;
INSERT INTO switch.hydro_historical_monthly_capacity_factors (hydro_simple_scenario_id, generation_plant_id, year, month, hydro_min_flow_mw, hydro_avg_flow_mw) SELECT 21 as hydro_simple_scenario_id, 158051 as generation_plant_id, 2015 as year, month, hydro_min_flow_mw, hydro_avg_flow_mw FROM switch.hydro_historical_monthly_capacity_factors WHERE generation_plant_id = 1157631124 AND hydro_simple_scenario_id = 1;
INSERT INTO switch.hydro_historical_monthly_capacity_factors (hydro_simple_scenario_id, generation_plant_id, year, month, hydro_min_flow_mw, hydro_avg_flow_mw) SELECT 21 as hydro_simple_scenario_id, 157859 as generation_plant_id, 2015 as year, month, hydro_min_flow_mw, hydro_avg_flow_mw FROM switch.hydro_historical_monthly_capacity_factors WHERE generation_plant_id = 5000843 AND hydro_simple_scenario_id = 1;
INSERT INTO switch.hydro_historical_monthly_capacity_factors (hydro_simple_scenario_id, generation_plant_id, year, month, hydro_min_flow_mw, hydro_avg_flow_mw) SELECT 21 as hydro_simple_scenario_id, 157860 as generation_plant_id, 2015 as year, month, hydro_min_flow_mw, hydro_avg_flow_mw FROM switch.hydro_historical_monthly_capacity_factors WHERE generation_plant_id = 5000844 AND hydro_simple_scenario_id = 1;
INSERT INTO switch.hydro_historical_monthly_capacity_factors (hydro_simple_scenario_id, generation_plant_id, year, month, hydro_min_flow_mw, hydro_avg_flow_mw) SELECT 21 as hydro_simple_scenario_id, 157940 as generation_plant_id, 2015 as year, month, hydro_min_flow_mw, hydro_avg_flow_mw FROM switch.hydro_historical_monthly_capacity_factors WHERE generation_plant_id = 1157631013 AND hydro_simple_scenario_id = 1;
INSERT INTO switch.hydro_historical_monthly_capacity_factors (hydro_simple_scenario_id, generation_plant_id, year, month, hydro_min_flow_mw, hydro_avg_flow_mw) SELECT 21 as hydro_simple_scenario_id, 157978 as generation_plant_id, 2015 as year, month, hydro_min_flow_mw, hydro_avg_flow_mw FROM switch.hydro_historical_monthly_capacity_factors WHERE generation_plant_id = 1157631051 AND hydro_simple_scenario_id = 1;
INSERT INTO switch.hydro_historical_monthly_capacity_factors (hydro_simple_scenario_id, generation_plant_id, year, month, hydro_min_flow_mw, hydro_avg_flow_mw) SELECT 21 as hydro_simple_scenario_id, 157861 as generation_plant_id, 2015 as year, month, hydro_min_flow_mw, hydro_avg_flow_mw FROM switch.hydro_historical_monthly_capacity_factors WHERE generation_plant_id = 5000845 AND hydro_simple_scenario_id = 1;
INSERT INTO switch.hydro_historical_monthly_capacity_factors (hydro_simple_scenario_id, generation_plant_id, year, month, hydro_min_flow_mw, hydro_avg_flow_mw) SELECT 21 as hydro_simple_scenario_id, 158018 as generation_plant_id, 2015 as year, month, hydro_min_flow_mw, hydro_avg_flow_mw FROM switch.hydro_historical_monthly_capacity_factors WHERE generation_plant_id = 1157631091 AND hydro_simple_scenario_id = 1;
INSERT INTO switch.hydro_historical_monthly_capacity_factors (hydro_simple_scenario_id, generation_plant_id, year, month, hydro_min_flow_mw, hydro_avg_flow_mw) SELECT 21 as hydro_simple_scenario_id, 158019 as generation_plant_id, 2015 as year, month, hydro_min_flow_mw, hydro_avg_flow_mw FROM switch.hydro_historical_monthly_capacity_factors WHERE generation_plant_id = 1157631092 AND hydro_simple_scenario_id = 1;
INSERT INTO switch.hydro_historical_monthly_capacity_factors (hydro_simple_scenario_id, generation_plant_id, year, month, hydro_min_flow_mw, hydro_avg_flow_mw) SELECT 21 as hydro_simple_scenario_id, 157830 as generation_plant_id, 2015 as year, month, hydro_min_flow_mw, hydro_avg_flow_mw FROM switch.hydro_historical_monthly_capacity_factors WHERE generation_plant_id = 5000814 AND hydro_simple_scenario_id = 1;
INSERT INTO switch.hydro_historical_monthly_capacity_factors (hydro_simple_scenario_id, generation_plant_id, year, month, hydro_min_flow_mw, hydro_avg_flow_mw) SELECT 21 as hydro_simple_scenario_id, 157958 as generation_plant_id, 2015 as year, month, hydro_min_flow_mw, hydro_avg_flow_mw FROM switch.hydro_historical_monthly_capacity_factors WHERE generation_plant_id = 1157631031 AND hydro_simple_scenario_id = 1;
INSERT INTO switch.hydro_historical_monthly_capacity_factors (hydro_simple_scenario_id, generation_plant_id, year, month, hydro_min_flow_mw, hydro_avg_flow_mw) SELECT 21 as hydro_simple_scenario_id, 157950 as generation_plant_id, 2015 as year, month, hydro_min_flow_mw, hydro_avg_flow_mw FROM switch.hydro_historical_monthly_capacity_factors WHERE generation_plant_id = 1157631023 AND hydro_simple_scenario_id = 1;
INSERT INTO switch.hydro_historical_monthly_capacity_factors (hydro_simple_scenario_id, generation_plant_id, year, month, hydro_min_flow_mw, hydro_avg_flow_mw) SELECT 21 as hydro_simple_scenario_id, 157941 as generation_plant_id, 2015 as year, month, hydro_min_flow_mw, hydro_avg_flow_mw FROM switch.hydro_historical_monthly_capacity_factors WHERE generation_plant_id = 1157631014 AND hydro_simple_scenario_id = 1;
INSERT INTO switch.hydro_historical_monthly_capacity_factors (hydro_simple_scenario_id, generation_plant_id, year, month, hydro_min_flow_mw, hydro_avg_flow_mw) SELECT 21 as hydro_simple_scenario_id, 158031 as generation_plant_id, 2015 as year, month, hydro_min_flow_mw, hydro_avg_flow_mw FROM switch.hydro_historical_monthly_capacity_factors WHERE generation_plant_id = 1157631104 AND hydro_simple_scenario_id = 1;
INSERT INTO switch.hydro_historical_monthly_capacity_factors (hydro_simple_scenario_id, generation_plant_id, year, month, hydro_min_flow_mw, hydro_avg_flow_mw) SELECT 21 as hydro_simple_scenario_id, 158028 as generation_plant_id, 2015 as year, month, hydro_min_flow_mw, hydro_avg_flow_mw FROM switch.hydro_historical_monthly_capacity_factors WHERE generation_plant_id = 1157631101 AND hydro_simple_scenario_id = 1;
INSERT INTO switch.hydro_historical_monthly_capacity_factors (hydro_simple_scenario_id, generation_plant_id, year, month, hydro_min_flow_mw, hydro_avg_flow_mw) SELECT 21 as hydro_simple_scenario_id, 158029 as generation_plant_id, 2015 as year, month, hydro_min_flow_mw, hydro_avg_flow_mw FROM switch.hydro_historical_monthly_capacity_factors WHERE generation_plant_id = 1157631102 AND hydro_simple_scenario_id = 1;
INSERT INTO switch.hydro_historical_monthly_capacity_factors (hydro_simple_scenario_id, generation_plant_id, year, month, hydro_min_flow_mw, hydro_avg_flow_mw) SELECT 21 as hydro_simple_scenario_id, 158030 as generation_plant_id, 2015 as year, month, hydro_min_flow_mw, hydro_avg_flow_mw FROM switch.hydro_historical_monthly_capacity_factors WHERE generation_plant_id = 1157631103 AND hydro_simple_scenario_id = 1;
INSERT INTO switch.hydro_historical_monthly_capacity_factors (hydro_simple_scenario_id, generation_plant_id, year, month, hydro_min_flow_mw, hydro_avg_flow_mw) SELECT 21 as hydro_simple_scenario_id, 158034 as generation_plant_id, 2015 as year, month, hydro_min_flow_mw, hydro_avg_flow_mw FROM switch.hydro_historical_monthly_capacity_factors WHERE generation_plant_id = 1157631107 AND hydro_simple_scenario_id = 1;
INSERT INTO switch.hydro_historical_monthly_capacity_factors (hydro_simple_scenario_id, generation_plant_id, year, month, hydro_min_flow_mw, hydro_avg_flow_mw) SELECT 21 as hydro_simple_scenario_id, 158036 as generation_plant_id, 2015 as year, month, hydro_min_flow_mw, hydro_avg_flow_mw FROM switch.hydro_historical_monthly_capacity_factors WHERE generation_plant_id = 1157631109 AND hydro_simple_scenario_id = 1;
INSERT INTO switch.hydro_historical_monthly_capacity_factors (hydro_simple_scenario_id, generation_plant_id, year, month, hydro_min_flow_mw, hydro_avg_flow_mw) SELECT 21 as hydro_simple_scenario_id, 158037 as generation_plant_id, 2015 as year, month, hydro_min_flow_mw, hydro_avg_flow_mw FROM switch.hydro_historical_monthly_capacity_factors WHERE generation_plant_id = 1157631110 AND hydro_simple_scenario_id = 1;
INSERT INTO switch.hydro_historical_monthly_capacity_factors (hydro_simple_scenario_id, generation_plant_id, year, month, hydro_min_flow_mw, hydro_avg_flow_mw) SELECT 21 as hydro_simple_scenario_id, 158039 as generation_plant_id, 2015 as year, month, hydro_min_flow_mw, hydro_avg_flow_mw FROM switch.hydro_historical_monthly_capacity_factors WHERE generation_plant_id = 1157631112 AND hydro_simple_scenario_id = 1;
INSERT INTO switch.hydro_historical_monthly_capacity_factors (hydro_simple_scenario_id, generation_plant_id, year, month, hydro_min_flow_mw, hydro_avg_flow_mw) SELECT 21 as hydro_simple_scenario_id, 158038 as generation_plant_id, 2015 as year, month, hydro_min_flow_mw, hydro_avg_flow_mw FROM switch.hydro_historical_monthly_capacity_factors WHERE generation_plant_id = 1157631111 AND hydro_simple_scenario_id = 1;
INSERT INTO switch.hydro_historical_monthly_capacity_factors (hydro_simple_scenario_id, generation_plant_id, year, month, hydro_min_flow_mw, hydro_avg_flow_mw) SELECT 21 as hydro_simple_scenario_id, 158027 as generation_plant_id, 2015 as year, month, hydro_min_flow_mw, hydro_avg_flow_mw FROM switch.hydro_historical_monthly_capacity_factors WHERE generation_plant_id = 1157631100 AND hydro_simple_scenario_id = 1;
INSERT INTO switch.hydro_historical_monthly_capacity_factors (hydro_simple_scenario_id, generation_plant_id, year, month, hydro_min_flow_mw, hydro_avg_flow_mw) SELECT 21 as hydro_simple_scenario_id, 158035 as generation_plant_id, 2015 as year, month, hydro_min_flow_mw, hydro_avg_flow_mw FROM switch.hydro_historical_monthly_capacity_factors WHERE generation_plant_id = 1157631108 AND hydro_simple_scenario_id = 1;
INSERT INTO switch.hydro_historical_monthly_capacity_factors (hydro_simple_scenario_id, generation_plant_id, year, month, hydro_min_flow_mw, hydro_avg_flow_mw) SELECT 21 as hydro_simple_scenario_id, 158033 as generation_plant_id, 2015 as year, month, hydro_min_flow_mw, hydro_avg_flow_mw FROM switch.hydro_historical_monthly_capacity_factors WHERE generation_plant_id = 1157631106 AND hydro_simple_scenario_id = 1;
INSERT INTO switch.hydro_historical_monthly_capacity_factors (hydro_simple_scenario_id, generation_plant_id, year, month, hydro_min_flow_mw, hydro_avg_flow_mw) SELECT 21 as hydro_simple_scenario_id, 158032 as generation_plant_id, 2015 as year, month, hydro_min_flow_mw, hydro_avg_flow_mw FROM switch.hydro_historical_monthly_capacity_factors WHERE generation_plant_id = 1157631105 AND hydro_simple_scenario_id = 1;
INSERT INTO switch.hydro_historical_monthly_capacity_factors (hydro_simple_scenario_id, generation_plant_id, year, month, hydro_min_flow_mw, hydro_avg_flow_mw) SELECT 21 as hydro_simple_scenario_id, 157862 as generation_plant_id, 2015 as year, month, hydro_min_flow_mw, hydro_avg_flow_mw FROM switch.hydro_historical_monthly_capacity_factors WHERE generation_plant_id = 5000846 AND hydro_simple_scenario_id = 1;
INSERT INTO switch.hydro_historical_monthly_capacity_factors (hydro_simple_scenario_id, generation_plant_id, year, month, hydro_min_flow_mw, hydro_avg_flow_mw) SELECT 21 as hydro_simple_scenario_id, 157831 as generation_plant_id, 2015 as year, month, hydro_min_flow_mw, hydro_avg_flow_mw FROM switch.hydro_historical_monthly_capacity_factors WHERE generation_plant_id = 5000815 AND hydro_simple_scenario_id = 1;
INSERT INTO switch.hydro_historical_monthly_capacity_factors (hydro_simple_scenario_id, generation_plant_id, year, month, hydro_min_flow_mw, hydro_avg_flow_mw) SELECT 21 as hydro_simple_scenario_id, 157863 as generation_plant_id, 2015 as year, month, hydro_min_flow_mw, hydro_avg_flow_mw FROM switch.hydro_historical_monthly_capacity_factors WHERE generation_plant_id = 5000847 AND hydro_simple_scenario_id = 1;
INSERT INTO switch.hydro_historical_monthly_capacity_factors (hydro_simple_scenario_id, generation_plant_id, year, month, hydro_min_flow_mw, hydro_avg_flow_mw) SELECT 21 as hydro_simple_scenario_id, 157864 as generation_plant_id, 2015 as year, month, hydro_min_flow_mw, hydro_avg_flow_mw FROM switch.hydro_historical_monthly_capacity_factors WHERE generation_plant_id = 5000848 AND hydro_simple_scenario_id = 1;
INSERT INTO switch.hydro_historical_monthly_capacity_factors (hydro_simple_scenario_id, generation_plant_id, year, month, hydro_min_flow_mw, hydro_avg_flow_mw) SELECT 21 as hydro_simple_scenario_id, 157865 as generation_plant_id, 2015 as year, month, hydro_min_flow_mw, hydro_avg_flow_mw FROM switch.hydro_historical_monthly_capacity_factors WHERE generation_plant_id = 5000849 AND hydro_simple_scenario_id = 1;
INSERT INTO switch.hydro_historical_monthly_capacity_factors (hydro_simple_scenario_id, generation_plant_id, year, month, hydro_min_flow_mw, hydro_avg_flow_mw) SELECT 21 as hydro_simple_scenario_id, 157866 as generation_plant_id, 2015 as year, month, hydro_min_flow_mw, hydro_avg_flow_mw FROM switch.hydro_historical_monthly_capacity_factors WHERE generation_plant_id = 5000850 AND hydro_simple_scenario_id = 1;
INSERT INTO switch.hydro_historical_monthly_capacity_factors (hydro_simple_scenario_id, generation_plant_id, year, month, hydro_min_flow_mw, hydro_avg_flow_mw) SELECT 21 as hydro_simple_scenario_id, 157993 as generation_plant_id, 2015 as year, month, hydro_min_flow_mw, hydro_avg_flow_mw FROM switch.hydro_historical_monthly_capacity_factors WHERE generation_plant_id = 1157631066 AND hydro_simple_scenario_id = 1;
INSERT INTO switch.hydro_historical_monthly_capacity_factors (hydro_simple_scenario_id, generation_plant_id, year, month, hydro_min_flow_mw, hydro_avg_flow_mw) SELECT 21 as hydro_simple_scenario_id, 157995 as generation_plant_id, 2015 as year, month, hydro_min_flow_mw, hydro_avg_flow_mw FROM switch.hydro_historical_monthly_capacity_factors WHERE generation_plant_id = 1157631068 AND hydro_simple_scenario_id = 1;
INSERT INTO switch.hydro_historical_monthly_capacity_factors (hydro_simple_scenario_id, generation_plant_id, year, month, hydro_min_flow_mw, hydro_avg_flow_mw) SELECT 21 as hydro_simple_scenario_id, 157867 as generation_plant_id, 2015 as year, month, hydro_min_flow_mw, hydro_avg_flow_mw FROM switch.hydro_historical_monthly_capacity_factors WHERE generation_plant_id = 5000851 AND hydro_simple_scenario_id = 1;
INSERT INTO switch.hydro_historical_monthly_capacity_factors (hydro_simple_scenario_id, generation_plant_id, year, month, hydro_min_flow_mw, hydro_avg_flow_mw) SELECT 21 as hydro_simple_scenario_id, 158006 as generation_plant_id, 2015 as year, month, hydro_min_flow_mw, hydro_avg_flow_mw FROM switch.hydro_historical_monthly_capacity_factors WHERE generation_plant_id = 1157631079 AND hydro_simple_scenario_id = 1;
INSERT INTO switch.hydro_historical_monthly_capacity_factors (hydro_simple_scenario_id, generation_plant_id, year, month, hydro_min_flow_mw, hydro_avg_flow_mw) SELECT 21 as hydro_simple_scenario_id, 157868 as generation_plant_id, 2015 as year, month, hydro_min_flow_mw, hydro_avg_flow_mw FROM switch.hydro_historical_monthly_capacity_factors WHERE generation_plant_id = 5000852 AND hydro_simple_scenario_id = 1;
INSERT INTO switch.hydro_historical_monthly_capacity_factors (hydro_simple_scenario_id, generation_plant_id, year, month, hydro_min_flow_mw, hydro_avg_flow_mw) SELECT 21 as hydro_simple_scenario_id, 157832 as generation_plant_id, 2015 as year, month, hydro_min_flow_mw, hydro_avg_flow_mw FROM switch.hydro_historical_monthly_capacity_factors WHERE generation_plant_id = 5000816 AND hydro_simple_scenario_id = 1;
INSERT INTO switch.hydro_historical_monthly_capacity_factors (hydro_simple_scenario_id, generation_plant_id, year, month, hydro_min_flow_mw, hydro_avg_flow_mw) SELECT 21 as hydro_simple_scenario_id, 157869 as generation_plant_id, 2015 as year, month, hydro_min_flow_mw, hydro_avg_flow_mw FROM switch.hydro_historical_monthly_capacity_factors WHERE generation_plant_id = 5000853 AND hydro_simple_scenario_id = 1;
INSERT INTO switch.hydro_historical_monthly_capacity_factors (hydro_simple_scenario_id, generation_plant_id, year, month, hydro_min_flow_mw, hydro_avg_flow_mw) SELECT 21 as hydro_simple_scenario_id, 157870 as generation_plant_id, 2015 as year, month, hydro_min_flow_mw, hydro_avg_flow_mw FROM switch.hydro_historical_monthly_capacity_factors WHERE generation_plant_id = 5000854 AND hydro_simple_scenario_id = 1;
INSERT INTO switch.hydro_historical_monthly_capacity_factors (hydro_simple_scenario_id, generation_plant_id, year, month, hydro_min_flow_mw, hydro_avg_flow_mw) SELECT 21 as hydro_simple_scenario_id, 157957 as generation_plant_id, 2015 as year, month, hydro_min_flow_mw, hydro_avg_flow_mw FROM switch.hydro_historical_monthly_capacity_factors WHERE generation_plant_id = 1157631030 AND hydro_simple_scenario_id = 1;
INSERT INTO switch.hydro_historical_monthly_capacity_factors (hydro_simple_scenario_id, generation_plant_id, year, month, hydro_min_flow_mw, hydro_avg_flow_mw) SELECT 21 as hydro_simple_scenario_id, 157954 as generation_plant_id, 2015 as year, month, hydro_min_flow_mw, hydro_avg_flow_mw FROM switch.hydro_historical_monthly_capacity_factors WHERE generation_plant_id = 1157631027 AND hydro_simple_scenario_id = 1;
INSERT INTO switch.hydro_historical_monthly_capacity_factors (hydro_simple_scenario_id, generation_plant_id, year, month, hydro_min_flow_mw, hydro_avg_flow_mw) SELECT 21 as hydro_simple_scenario_id, 157953 as generation_plant_id, 2015 as year, month, hydro_min_flow_mw, hydro_avg_flow_mw FROM switch.hydro_historical_monthly_capacity_factors WHERE generation_plant_id = 1157631026 AND hydro_simple_scenario_id = 1;
INSERT INTO switch.hydro_historical_monthly_capacity_factors (hydro_simple_scenario_id, generation_plant_id, year, month, hydro_min_flow_mw, hydro_avg_flow_mw) SELECT 21 as hydro_simple_scenario_id, 157871 as generation_plant_id, 2015 as year, month, hydro_min_flow_mw, hydro_avg_flow_mw FROM switch.hydro_historical_monthly_capacity_factors WHERE generation_plant_id = 5000855 AND hydro_simple_scenario_id = 1;
INSERT INTO switch.hydro_historical_monthly_capacity_factors (hydro_simple_scenario_id, generation_plant_id, year, month, hydro_min_flow_mw, hydro_avg_flow_mw) SELECT 21 as hydro_simple_scenario_id, 157872 as generation_plant_id, 2015 as year, month, hydro_min_flow_mw, hydro_avg_flow_mw FROM switch.hydro_historical_monthly_capacity_factors WHERE generation_plant_id = 5000856 AND hydro_simple_scenario_id = 1;
INSERT INTO switch.hydro_historical_monthly_capacity_factors (hydro_simple_scenario_id, generation_plant_id, year, month, hydro_min_flow_mw, hydro_avg_flow_mw) SELECT 21 as hydro_simple_scenario_id, 157873 as generation_plant_id, 2015 as year, month, hydro_min_flow_mw, hydro_avg_flow_mw FROM switch.hydro_historical_monthly_capacity_factors WHERE generation_plant_id = 5000857 AND hydro_simple_scenario_id = 1;
INSERT INTO switch.hydro_historical_monthly_capacity_factors (hydro_simple_scenario_id, generation_plant_id, year, month, hydro_min_flow_mw, hydro_avg_flow_mw) SELECT 21 as hydro_simple_scenario_id, 158045 as generation_plant_id, 2015 as year, month, hydro_min_flow_mw, hydro_avg_flow_mw FROM switch.hydro_historical_monthly_capacity_factors WHERE generation_plant_id = 1157631118 AND hydro_simple_scenario_id = 1;
INSERT INTO switch.hydro_historical_monthly_capacity_factors (hydro_simple_scenario_id, generation_plant_id, year, month, hydro_min_flow_mw, hydro_avg_flow_mw) SELECT 21 as hydro_simple_scenario_id, 157992 as generation_plant_id, 2015 as year, month, hydro_min_flow_mw, hydro_avg_flow_mw FROM switch.hydro_historical_monthly_capacity_factors WHERE generation_plant_id = 1157631065 AND hydro_simple_scenario_id = 1;
INSERT INTO switch.hydro_historical_monthly_capacity_factors (hydro_simple_scenario_id, generation_plant_id, year, month, hydro_min_flow_mw, hydro_avg_flow_mw) SELECT 21 as hydro_simple_scenario_id, 158025 as generation_plant_id, 2015 as year, month, hydro_min_flow_mw, hydro_avg_flow_mw FROM switch.hydro_historical_monthly_capacity_factors WHERE generation_plant_id = 1157631098 AND hydro_simple_scenario_id = 1;
INSERT INTO switch.hydro_historical_monthly_capacity_factors (hydro_simple_scenario_id, generation_plant_id, year, month, hydro_min_flow_mw, hydro_avg_flow_mw) SELECT 21 as hydro_simple_scenario_id, 157994 as generation_plant_id, 2015 as year, month, hydro_min_flow_mw, hydro_avg_flow_mw FROM switch.hydro_historical_monthly_capacity_factors WHERE generation_plant_id = 1157631067 AND hydro_simple_scenario_id = 1;
INSERT INTO switch.hydro_historical_monthly_capacity_factors (hydro_simple_scenario_id, generation_plant_id, year, month, hydro_min_flow_mw, hydro_avg_flow_mw) SELECT 21 as hydro_simple_scenario_id, 157986 as generation_plant_id, 2015 as year, month, hydro_min_flow_mw, hydro_avg_flow_mw FROM switch.hydro_historical_monthly_capacity_factors WHERE generation_plant_id = 1157631059 AND hydro_simple_scenario_id = 1;
INSERT INTO switch.hydro_historical_monthly_capacity_factors (hydro_simple_scenario_id, generation_plant_id, year, month, hydro_min_flow_mw, hydro_avg_flow_mw) SELECT 21 as hydro_simple_scenario_id, 157874 as generation_plant_id, 2015 as year, month, hydro_min_flow_mw, hydro_avg_flow_mw FROM switch.hydro_historical_monthly_capacity_factors WHERE generation_plant_id = 5000858 AND hydro_simple_scenario_id = 1;
INSERT INTO switch.hydro_historical_monthly_capacity_factors (hydro_simple_scenario_id, generation_plant_id, year, month, hydro_min_flow_mw, hydro_avg_flow_mw) SELECT 21 as hydro_simple_scenario_id, 157875 as generation_plant_id, 2015 as year, month, hydro_min_flow_mw, hydro_avg_flow_mw FROM switch.hydro_historical_monthly_capacity_factors WHERE generation_plant_id = 5000859 AND hydro_simple_scenario_id = 1;
INSERT INTO switch.hydro_historical_monthly_capacity_factors (hydro_simple_scenario_id, generation_plant_id, year, month, hydro_min_flow_mw, hydro_avg_flow_mw) SELECT 21 as hydro_simple_scenario_id, 157876 as generation_plant_id, 2015 as year, month, hydro_min_flow_mw, hydro_avg_flow_mw FROM switch.hydro_historical_monthly_capacity_factors WHERE generation_plant_id = 5000860 AND hydro_simple_scenario_id = 1;
INSERT INTO switch.hydro_historical_monthly_capacity_factors (hydro_simple_scenario_id, generation_plant_id, year, month, hydro_min_flow_mw, hydro_avg_flow_mw) SELECT 21 as hydro_simple_scenario_id, 158021 as generation_plant_id, 2015 as year, month, hydro_min_flow_mw, hydro_avg_flow_mw FROM switch.hydro_historical_monthly_capacity_factors WHERE generation_plant_id = 1157631094 AND hydro_simple_scenario_id = 1;
INSERT INTO switch.hydro_historical_monthly_capacity_factors (hydro_simple_scenario_id, generation_plant_id, year, month, hydro_min_flow_mw, hydro_avg_flow_mw) SELECT 21 as hydro_simple_scenario_id, 158026 as generation_plant_id, 2015 as year, month, hydro_min_flow_mw, hydro_avg_flow_mw FROM switch.hydro_historical_monthly_capacity_factors WHERE generation_plant_id = 1157631099 AND hydro_simple_scenario_id = 1;
INSERT INTO switch.hydro_historical_monthly_capacity_factors (hydro_simple_scenario_id, generation_plant_id, year, month, hydro_min_flow_mw, hydro_avg_flow_mw) SELECT 21 as hydro_simple_scenario_id, 158022 as generation_plant_id, 2015 as year, month, hydro_min_flow_mw, hydro_avg_flow_mw FROM switch.hydro_historical_monthly_capacity_factors WHERE generation_plant_id = 1157631095 AND hydro_simple_scenario_id = 1;
INSERT INTO switch.hydro_historical_monthly_capacity_factors (hydro_simple_scenario_id, generation_plant_id, year, month, hydro_min_flow_mw, hydro_avg_flow_mw) SELECT 21 as hydro_simple_scenario_id, 157877 as generation_plant_id, 2015 as year, month, hydro_min_flow_mw, hydro_avg_flow_mw FROM switch.hydro_historical_monthly_capacity_factors WHERE generation_plant_id = 5000861 AND hydro_simple_scenario_id = 1;
INSERT INTO switch.hydro_historical_monthly_capacity_factors (hydro_simple_scenario_id, generation_plant_id, year, month, hydro_min_flow_mw, hydro_avg_flow_mw) SELECT 21 as hydro_simple_scenario_id, 157948 as generation_plant_id, 2015 as year, month, hydro_min_flow_mw, hydro_avg_flow_mw FROM switch.hydro_historical_monthly_capacity_factors WHERE generation_plant_id = 1157631021 AND hydro_simple_scenario_id = 1;
INSERT INTO switch.hydro_historical_monthly_capacity_factors (hydro_simple_scenario_id, generation_plant_id, year, month, hydro_min_flow_mw, hydro_avg_flow_mw) SELECT 21 as hydro_simple_scenario_id, 157969 as generation_plant_id, 2015 as year, month, hydro_min_flow_mw, hydro_avg_flow_mw FROM switch.hydro_historical_monthly_capacity_factors WHERE generation_plant_id = 1157631042 AND hydro_simple_scenario_id = 1;
INSERT INTO switch.hydro_historical_monthly_capacity_factors (hydro_simple_scenario_id, generation_plant_id, year, month, hydro_min_flow_mw, hydro_avg_flow_mw) SELECT 21 as hydro_simple_scenario_id, 157973 as generation_plant_id, 2015 as year, month, hydro_min_flow_mw, hydro_avg_flow_mw FROM switch.hydro_historical_monthly_capacity_factors WHERE generation_plant_id = 1157631046 AND hydro_simple_scenario_id = 1;
INSERT INTO switch.hydro_historical_monthly_capacity_factors (hydro_simple_scenario_id, generation_plant_id, year, month, hydro_min_flow_mw, hydro_avg_flow_mw) SELECT 21 as hydro_simple_scenario_id, 157979 as generation_plant_id, 2015 as year, month, hydro_min_flow_mw, hydro_avg_flow_mw FROM switch.hydro_historical_monthly_capacity_factors WHERE generation_plant_id = 1157631052 AND hydro_simple_scenario_id = 1;
INSERT INTO switch.hydro_historical_monthly_capacity_factors (hydro_simple_scenario_id, generation_plant_id, year, month, hydro_min_flow_mw, hydro_avg_flow_mw) SELECT 21 as hydro_simple_scenario_id, 157833 as generation_plant_id, 2015 as year, month, hydro_min_flow_mw, hydro_avg_flow_mw FROM switch.hydro_historical_monthly_capacity_factors WHERE generation_plant_id = 5000817 AND hydro_simple_scenario_id = 1;
INSERT INTO switch.hydro_historical_monthly_capacity_factors (hydro_simple_scenario_id, generation_plant_id, year, month, hydro_min_flow_mw, hydro_avg_flow_mw) SELECT 21 as hydro_simple_scenario_id, 157878 as generation_plant_id, 2015 as year, month, hydro_min_flow_mw, hydro_avg_flow_mw FROM switch.hydro_historical_monthly_capacity_factors WHERE generation_plant_id = 5000862 AND hydro_simple_scenario_id = 1;
INSERT INTO switch.hydro_historical_monthly_capacity_factors (hydro_simple_scenario_id, generation_plant_id, year, month, hydro_min_flow_mw, hydro_avg_flow_mw) SELECT 21 as hydro_simple_scenario_id, 157834 as generation_plant_id, 2015 as year, month, hydro_min_flow_mw, hydro_avg_flow_mw FROM switch.hydro_historical_monthly_capacity_factors WHERE generation_plant_id = 5000818 AND hydro_simple_scenario_id = 1;
INSERT INTO switch.hydro_historical_monthly_capacity_factors (hydro_simple_scenario_id, generation_plant_id, year, month, hydro_min_flow_mw, hydro_avg_flow_mw) SELECT 21 as hydro_simple_scenario_id, 158057 as generation_plant_id, 2015 as year, month, hydro_min_flow_mw, hydro_avg_flow_mw FROM switch.hydro_historical_monthly_capacity_factors WHERE generation_plant_id = 1157631130 AND hydro_simple_scenario_id = 1;
INSERT INTO switch.hydro_historical_monthly_capacity_factors (hydro_simple_scenario_id, generation_plant_id, year, month, hydro_min_flow_mw, hydro_avg_flow_mw) SELECT 21 as hydro_simple_scenario_id, 157879 as generation_plant_id, 2015 as year, month, hydro_min_flow_mw, hydro_avg_flow_mw FROM switch.hydro_historical_monthly_capacity_factors WHERE generation_plant_id = 5000863 AND hydro_simple_scenario_id = 1;
INSERT INTO switch.hydro_historical_monthly_capacity_factors (hydro_simple_scenario_id, generation_plant_id, year, month, hydro_min_flow_mw, hydro_avg_flow_mw) SELECT 21 as hydro_simple_scenario_id, 157835 as generation_plant_id, 2015 as year, month, hydro_min_flow_mw, hydro_avg_flow_mw FROM switch.hydro_historical_monthly_capacity_factors WHERE generation_plant_id = 5000819 AND hydro_simple_scenario_id = 1;
INSERT INTO switch.hydro_historical_monthly_capacity_factors (hydro_simple_scenario_id, generation_plant_id, year, month, hydro_min_flow_mw, hydro_avg_flow_mw) SELECT 21 as hydro_simple_scenario_id, 157836 as generation_plant_id, 2015 as year, month, hydro_min_flow_mw, hydro_avg_flow_mw FROM switch.hydro_historical_monthly_capacity_factors WHERE generation_plant_id = 5000820 AND hydro_simple_scenario_id = 1;
INSERT INTO switch.hydro_historical_monthly_capacity_factors (hydro_simple_scenario_id, generation_plant_id, year, month, hydro_min_flow_mw, hydro_avg_flow_mw) SELECT 21 as hydro_simple_scenario_id, 157956 as generation_plant_id, 2015 as year, month, hydro_min_flow_mw, hydro_avg_flow_mw FROM switch.hydro_historical_monthly_capacity_factors WHERE generation_plant_id = 1157631029 AND hydro_simple_scenario_id = 1;
INSERT INTO switch.hydro_historical_monthly_capacity_factors (hydro_simple_scenario_id, generation_plant_id, year, month, hydro_min_flow_mw, hydro_avg_flow_mw) SELECT 21 as hydro_simple_scenario_id, 157951 as generation_plant_id, 2015 as year, month, hydro_min_flow_mw, hydro_avg_flow_mw FROM switch.hydro_historical_monthly_capacity_factors WHERE generation_plant_id = 1157631024 AND hydro_simple_scenario_id = 1;
INSERT INTO switch.hydro_historical_monthly_capacity_factors (hydro_simple_scenario_id, generation_plant_id, year, month, hydro_min_flow_mw, hydro_avg_flow_mw) SELECT 21 as hydro_simple_scenario_id, 157880 as generation_plant_id, 2015 as year, month, hydro_min_flow_mw, hydro_avg_flow_mw FROM switch.hydro_historical_monthly_capacity_factors WHERE generation_plant_id = 5000864 AND hydro_simple_scenario_id = 1;
INSERT INTO switch.hydro_historical_monthly_capacity_factors (hydro_simple_scenario_id, generation_plant_id, year, month, hydro_min_flow_mw, hydro_avg_flow_mw) SELECT 21 as hydro_simple_scenario_id, 157881 as generation_plant_id, 2015 as year, month, hydro_min_flow_mw, hydro_avg_flow_mw FROM switch.hydro_historical_monthly_capacity_factors WHERE generation_plant_id = 5000865 AND hydro_simple_scenario_id = 1;
INSERT INTO switch.hydro_historical_monthly_capacity_factors (hydro_simple_scenario_id, generation_plant_id, year, month, hydro_min_flow_mw, hydro_avg_flow_mw) SELECT 21 as hydro_simple_scenario_id, 157837 as generation_plant_id, 2015 as year, month, hydro_min_flow_mw, hydro_avg_flow_mw FROM switch.hydro_historical_monthly_capacity_factors WHERE generation_plant_id = 5000821 AND hydro_simple_scenario_id = 1;
INSERT INTO switch.hydro_historical_monthly_capacity_factors (hydro_simple_scenario_id, generation_plant_id, year, month, hydro_min_flow_mw, hydro_avg_flow_mw) SELECT 21 as hydro_simple_scenario_id, 157882 as generation_plant_id, 2015 as year, month, hydro_min_flow_mw, hydro_avg_flow_mw FROM switch.hydro_historical_monthly_capacity_factors WHERE generation_plant_id = 5000866 AND hydro_simple_scenario_id = 1;
INSERT INTO switch.hydro_historical_monthly_capacity_factors (hydro_simple_scenario_id, generation_plant_id, year, month, hydro_min_flow_mw, hydro_avg_flow_mw) SELECT 21 as hydro_simple_scenario_id, 157968 as generation_plant_id, 2015 as year, month, hydro_min_flow_mw, hydro_avg_flow_mw FROM switch.hydro_historical_monthly_capacity_factors WHERE generation_plant_id = 1157631041 AND hydro_simple_scenario_id = 1;
INSERT INTO switch.hydro_historical_monthly_capacity_factors (hydro_simple_scenario_id, generation_plant_id, year, month, hydro_min_flow_mw, hydro_avg_flow_mw) SELECT 21 as hydro_simple_scenario_id, 157967 as generation_plant_id, 2015 as year, month, hydro_min_flow_mw, hydro_avg_flow_mw FROM switch.hydro_historical_monthly_capacity_factors WHERE generation_plant_id = 1157631040 AND hydro_simple_scenario_id = 1;
INSERT INTO switch.hydro_historical_monthly_capacity_factors (hydro_simple_scenario_id, generation_plant_id, year, month, hydro_min_flow_mw, hydro_avg_flow_mw) SELECT 21 as hydro_simple_scenario_id, 157883 as generation_plant_id, 2015 as year, month, hydro_min_flow_mw, hydro_avg_flow_mw FROM switch.hydro_historical_monthly_capacity_factors WHERE generation_plant_id = 5000867 AND hydro_simple_scenario_id = 1;
INSERT INTO switch.hydro_historical_monthly_capacity_factors (hydro_simple_scenario_id, generation_plant_id, year, month, hydro_min_flow_mw, hydro_avg_flow_mw) SELECT 21 as hydro_simple_scenario_id, 157887 as generation_plant_id, 2015 as year, month, hydro_min_flow_mw, hydro_avg_flow_mw FROM switch.hydro_historical_monthly_capacity_factors WHERE generation_plant_id = 5000871 AND hydro_simple_scenario_id = 1;
INSERT INTO switch.hydro_historical_monthly_capacity_factors (hydro_simple_scenario_id, generation_plant_id, year, month, hydro_min_flow_mw, hydro_avg_flow_mw) SELECT 21 as hydro_simple_scenario_id, 157885 as generation_plant_id, 2015 as year, month, hydro_min_flow_mw, hydro_avg_flow_mw FROM switch.hydro_historical_monthly_capacity_factors WHERE generation_plant_id = 5000869 AND hydro_simple_scenario_id = 1;
INSERT INTO switch.hydro_historical_monthly_capacity_factors (hydro_simple_scenario_id, generation_plant_id, year, month, hydro_min_flow_mw, hydro_avg_flow_mw) SELECT 21 as hydro_simple_scenario_id, 157884 as generation_plant_id, 2015 as year, month, hydro_min_flow_mw, hydro_avg_flow_mw FROM switch.hydro_historical_monthly_capacity_factors WHERE generation_plant_id = 5000868 AND hydro_simple_scenario_id = 1;
INSERT INTO switch.hydro_historical_monthly_capacity_factors (hydro_simple_scenario_id, generation_plant_id, year, month, hydro_min_flow_mw, hydro_avg_flow_mw) SELECT 21 as hydro_simple_scenario_id, 157886 as generation_plant_id, 2015 as year, month, hydro_min_flow_mw, hydro_avg_flow_mw FROM switch.hydro_historical_monthly_capacity_factors WHERE generation_plant_id = 5000870 AND hydro_simple_scenario_id = 1;
INSERT INTO switch.hydro_historical_monthly_capacity_factors (hydro_simple_scenario_id, generation_plant_id, year, month, hydro_min_flow_mw, hydro_avg_flow_mw) SELECT 21 as hydro_simple_scenario_id, 157946 as generation_plant_id, 2015 as year, month, hydro_min_flow_mw, hydro_avg_flow_mw FROM switch.hydro_historical_monthly_capacity_factors WHERE generation_plant_id = 1157631019 AND hydro_simple_scenario_id = 1;
INSERT INTO switch.hydro_historical_monthly_capacity_factors (hydro_simple_scenario_id, generation_plant_id, year, month, hydro_min_flow_mw, hydro_avg_flow_mw) SELECT 21 as hydro_simple_scenario_id, 157944 as generation_plant_id, 2015 as year, month, hydro_min_flow_mw, hydro_avg_flow_mw FROM switch.hydro_historical_monthly_capacity_factors WHERE generation_plant_id = 1157631017 AND hydro_simple_scenario_id = 1;
INSERT INTO switch.hydro_historical_monthly_capacity_factors (hydro_simple_scenario_id, generation_plant_id, year, month, hydro_min_flow_mw, hydro_avg_flow_mw) SELECT 21 as hydro_simple_scenario_id, 157888 as generation_plant_id, 2015 as year, month, hydro_min_flow_mw, hydro_avg_flow_mw FROM switch.hydro_historical_monthly_capacity_factors WHERE generation_plant_id = 5000872 AND hydro_simple_scenario_id = 1;
INSERT INTO switch.hydro_historical_monthly_capacity_factors (hydro_simple_scenario_id, generation_plant_id, year, month, hydro_min_flow_mw, hydro_avg_flow_mw) SELECT 21 as hydro_simple_scenario_id, 157889 as generation_plant_id, 2015 as year, month, hydro_min_flow_mw, hydro_avg_flow_mw FROM switch.hydro_historical_monthly_capacity_factors WHERE generation_plant_id = 5000873 AND hydro_simple_scenario_id = 1;
INSERT INTO switch.hydro_historical_monthly_capacity_factors (hydro_simple_scenario_id, generation_plant_id, year, month, hydro_min_flow_mw, hydro_avg_flow_mw) SELECT 21 as hydro_simple_scenario_id, 157991 as generation_plant_id, 2015 as year, month, hydro_min_flow_mw, hydro_avg_flow_mw FROM switch.hydro_historical_monthly_capacity_factors WHERE generation_plant_id = 1157631064 AND hydro_simple_scenario_id = 1;
INSERT INTO switch.hydro_historical_monthly_capacity_factors (hydro_simple_scenario_id, generation_plant_id, year, month, hydro_min_flow_mw, hydro_avg_flow_mw) SELECT 21 as hydro_simple_scenario_id, 158041 as generation_plant_id, 2015 as year, month, hydro_min_flow_mw, hydro_avg_flow_mw FROM switch.hydro_historical_monthly_capacity_factors WHERE generation_plant_id = 1157631114 AND hydro_simple_scenario_id = 1;
INSERT INTO switch.hydro_historical_monthly_capacity_factors (hydro_simple_scenario_id, generation_plant_id, year, month, hydro_min_flow_mw, hydro_avg_flow_mw) SELECT 21 as hydro_simple_scenario_id, 158042 as generation_plant_id, 2015 as year, month, hydro_min_flow_mw, hydro_avg_flow_mw FROM switch.hydro_historical_monthly_capacity_factors WHERE generation_plant_id = 1157631115 AND hydro_simple_scenario_id = 1;
INSERT INTO switch.hydro_historical_monthly_capacity_factors (hydro_simple_scenario_id, generation_plant_id, year, month, hydro_min_flow_mw, hydro_avg_flow_mw) SELECT 21 as hydro_simple_scenario_id, 157890 as generation_plant_id, 2015 as year, month, hydro_min_flow_mw, hydro_avg_flow_mw FROM switch.hydro_historical_monthly_capacity_factors WHERE generation_plant_id = 5000874 AND hydro_simple_scenario_id = 1;
INSERT INTO switch.hydro_historical_monthly_capacity_factors (hydro_simple_scenario_id, generation_plant_id, year, month, hydro_min_flow_mw, hydro_avg_flow_mw) SELECT 21 as hydro_simple_scenario_id, 157891 as generation_plant_id, 2015 as year, month, hydro_min_flow_mw, hydro_avg_flow_mw FROM switch.hydro_historical_monthly_capacity_factors WHERE generation_plant_id = 5000875 AND hydro_simple_scenario_id = 1;
INSERT INTO switch.hydro_historical_monthly_capacity_factors (hydro_simple_scenario_id, generation_plant_id, year, month, hydro_min_flow_mw, hydro_avg_flow_mw) SELECT 21 as hydro_simple_scenario_id, 157892 as generation_plant_id, 2015 as year, month, hydro_min_flow_mw, hydro_avg_flow_mw FROM switch.hydro_historical_monthly_capacity_factors WHERE generation_plant_id = 5000876 AND hydro_simple_scenario_id = 1;
INSERT INTO switch.hydro_historical_monthly_capacity_factors (hydro_simple_scenario_id, generation_plant_id, year, month, hydro_min_flow_mw, hydro_avg_flow_mw) SELECT 21 as hydro_simple_scenario_id, 157893 as generation_plant_id, 2015 as year, month, hydro_min_flow_mw, hydro_avg_flow_mw FROM switch.hydro_historical_monthly_capacity_factors WHERE generation_plant_id = 5000877 AND hydro_simple_scenario_id = 1;
INSERT INTO switch.hydro_historical_monthly_capacity_factors (hydro_simple_scenario_id, generation_plant_id, year, month, hydro_min_flow_mw, hydro_avg_flow_mw) SELECT 21 as hydro_simple_scenario_id, 158020 as generation_plant_id, 2015 as year, month, hydro_min_flow_mw, hydro_avg_flow_mw FROM switch.hydro_historical_monthly_capacity_factors WHERE generation_plant_id = 1157631093 AND hydro_simple_scenario_id = 1;
INSERT INTO switch.hydro_historical_monthly_capacity_factors (hydro_simple_scenario_id, generation_plant_id, year, month, hydro_min_flow_mw, hydro_avg_flow_mw) SELECT 21 as hydro_simple_scenario_id, 158024 as generation_plant_id, 2015 as year, month, hydro_min_flow_mw, hydro_avg_flow_mw FROM switch.hydro_historical_monthly_capacity_factors WHERE generation_plant_id = 1157631097 AND hydro_simple_scenario_id = 1;
INSERT INTO switch.hydro_historical_monthly_capacity_factors (hydro_simple_scenario_id, generation_plant_id, year, month, hydro_min_flow_mw, hydro_avg_flow_mw) SELECT 21 as hydro_simple_scenario_id, 158054 as generation_plant_id, 2015 as year, month, hydro_min_flow_mw, hydro_avg_flow_mw FROM switch.hydro_historical_monthly_capacity_factors WHERE generation_plant_id = 1157631127 AND hydro_simple_scenario_id = 1;
INSERT INTO switch.hydro_historical_monthly_capacity_factors (hydro_simple_scenario_id, generation_plant_id, year, month, hydro_min_flow_mw, hydro_avg_flow_mw) SELECT 21 as hydro_simple_scenario_id, 158058 as generation_plant_id, 2015 as year, month, hydro_min_flow_mw, hydro_avg_flow_mw FROM switch.hydro_historical_monthly_capacity_factors WHERE generation_plant_id = 1157631131 AND hydro_simple_scenario_id = 1;
INSERT INTO switch.hydro_historical_monthly_capacity_factors (hydro_simple_scenario_id, generation_plant_id, year, month, hydro_min_flow_mw, hydro_avg_flow_mw) SELECT 21 as hydro_simple_scenario_id, 157996 as generation_plant_id, 2015 as year, month, hydro_min_flow_mw, hydro_avg_flow_mw FROM switch.hydro_historical_monthly_capacity_factors WHERE generation_plant_id = 1157631069 AND hydro_simple_scenario_id = 1;
INSERT INTO switch.hydro_historical_monthly_capacity_factors (hydro_simple_scenario_id, generation_plant_id, year, month, hydro_min_flow_mw, hydro_avg_flow_mw) SELECT 21 as hydro_simple_scenario_id, 158001 as generation_plant_id, 2015 as year, month, hydro_min_flow_mw, hydro_avg_flow_mw FROM switch.hydro_historical_monthly_capacity_factors WHERE generation_plant_id = 1157631074 AND hydro_simple_scenario_id = 1;
INSERT INTO switch.hydro_historical_monthly_capacity_factors (hydro_simple_scenario_id, generation_plant_id, year, month, hydro_min_flow_mw, hydro_avg_flow_mw) SELECT 21 as hydro_simple_scenario_id, 157998 as generation_plant_id, 2015 as year, month, hydro_min_flow_mw, hydro_avg_flow_mw FROM switch.hydro_historical_monthly_capacity_factors WHERE generation_plant_id = 1157631071 AND hydro_simple_scenario_id = 1;
INSERT INTO switch.hydro_historical_monthly_capacity_factors (hydro_simple_scenario_id, generation_plant_id, year, month, hydro_min_flow_mw, hydro_avg_flow_mw) SELECT 21 as hydro_simple_scenario_id, 157999 as generation_plant_id, 2015 as year, month, hydro_min_flow_mw, hydro_avg_flow_mw FROM switch.hydro_historical_monthly_capacity_factors WHERE generation_plant_id = 1157631072 AND hydro_simple_scenario_id = 1;
INSERT INTO switch.hydro_historical_monthly_capacity_factors (hydro_simple_scenario_id, generation_plant_id, year, month, hydro_min_flow_mw, hydro_avg_flow_mw) SELECT 21 as hydro_simple_scenario_id, 157894 as generation_plant_id, 2015 as year, month, hydro_min_flow_mw, hydro_avg_flow_mw FROM switch.hydro_historical_monthly_capacity_factors WHERE generation_plant_id = 5000878 AND hydro_simple_scenario_id = 1;
INSERT INTO switch.hydro_historical_monthly_capacity_factors (hydro_simple_scenario_id, generation_plant_id, year, month, hydro_min_flow_mw, hydro_avg_flow_mw) SELECT 21 as hydro_simple_scenario_id, 157895 as generation_plant_id, 2015 as year, month, hydro_min_flow_mw, hydro_avg_flow_mw FROM switch.hydro_historical_monthly_capacity_factors WHERE generation_plant_id = 5000879 AND hydro_simple_scenario_id = 1;
INSERT INTO switch.hydro_historical_monthly_capacity_factors (hydro_simple_scenario_id, generation_plant_id, year, month, hydro_min_flow_mw, hydro_avg_flow_mw) SELECT 21 as hydro_simple_scenario_id, 158000 as generation_plant_id, 2015 as year, month, hydro_min_flow_mw, hydro_avg_flow_mw FROM switch.hydro_historical_monthly_capacity_factors WHERE generation_plant_id = 1157631073 AND hydro_simple_scenario_id = 1;
INSERT INTO switch.hydro_historical_monthly_capacity_factors (hydro_simple_scenario_id, generation_plant_id, year, month, hydro_min_flow_mw, hydro_avg_flow_mw) SELECT 21 as hydro_simple_scenario_id, 157896 as generation_plant_id, 2015 as year, month, hydro_min_flow_mw, hydro_avg_flow_mw FROM switch.hydro_historical_monthly_capacity_factors WHERE generation_plant_id = 5000880 AND hydro_simple_scenario_id = 1;
INSERT INTO switch.hydro_historical_monthly_capacity_factors (hydro_simple_scenario_id, generation_plant_id, year, month, hydro_min_flow_mw, hydro_avg_flow_mw) SELECT 21 as hydro_simple_scenario_id, 157897 as generation_plant_id, 2015 as year, month, hydro_min_flow_mw, hydro_avg_flow_mw FROM switch.hydro_historical_monthly_capacity_factors WHERE generation_plant_id = 5000881 AND hydro_simple_scenario_id = 1;
INSERT INTO switch.hydro_historical_monthly_capacity_factors (hydro_simple_scenario_id, generation_plant_id, year, month, hydro_min_flow_mw, hydro_avg_flow_mw) SELECT 21 as hydro_simple_scenario_id, 157983 as generation_plant_id, 2015 as year, month, hydro_min_flow_mw, hydro_avg_flow_mw FROM switch.hydro_historical_monthly_capacity_factors WHERE generation_plant_id = 1157631056 AND hydro_simple_scenario_id = 1;
INSERT INTO switch.hydro_historical_monthly_capacity_factors (hydro_simple_scenario_id, generation_plant_id, year, month, hydro_min_flow_mw, hydro_avg_flow_mw) SELECT 21 as hydro_simple_scenario_id, 157990 as generation_plant_id, 2015 as year, month, hydro_min_flow_mw, hydro_avg_flow_mw FROM switch.hydro_historical_monthly_capacity_factors WHERE generation_plant_id = 1157631063 AND hydro_simple_scenario_id = 1;
INSERT INTO switch.hydro_historical_monthly_capacity_factors (hydro_simple_scenario_id, generation_plant_id, year, month, hydro_min_flow_mw, hydro_avg_flow_mw) SELECT 21 as hydro_simple_scenario_id, 157898 as generation_plant_id, 2015 as year, month, hydro_min_flow_mw, hydro_avg_flow_mw FROM switch.hydro_historical_monthly_capacity_factors WHERE generation_plant_id = 5000882 AND hydro_simple_scenario_id = 1;
INSERT INTO switch.hydro_historical_monthly_capacity_factors (hydro_simple_scenario_id, generation_plant_id, year, month, hydro_min_flow_mw, hydro_avg_flow_mw) SELECT 21 as hydro_simple_scenario_id, 157899 as generation_plant_id, 2015 as year, month, hydro_min_flow_mw, hydro_avg_flow_mw FROM switch.hydro_historical_monthly_capacity_factors WHERE generation_plant_id = 5000883 AND hydro_simple_scenario_id = 1;
INSERT INTO switch.hydro_historical_monthly_capacity_factors (hydro_simple_scenario_id, generation_plant_id, year, month, hydro_min_flow_mw, hydro_avg_flow_mw) SELECT 21 as hydro_simple_scenario_id, 157900 as generation_plant_id, 2015 as year, month, hydro_min_flow_mw, hydro_avg_flow_mw FROM switch.hydro_historical_monthly_capacity_factors WHERE generation_plant_id = 5000884 AND hydro_simple_scenario_id = 1;
INSERT INTO switch.hydro_historical_monthly_capacity_factors (hydro_simple_scenario_id, generation_plant_id, year, month, hydro_min_flow_mw, hydro_avg_flow_mw) SELECT 21 as hydro_simple_scenario_id, 157943 as generation_plant_id, 2015 as year, month, hydro_min_flow_mw, hydro_avg_flow_mw FROM switch.hydro_historical_monthly_capacity_factors WHERE generation_plant_id = 1157631016 AND hydro_simple_scenario_id = 1;
INSERT INTO switch.hydro_historical_monthly_capacity_factors (hydro_simple_scenario_id, generation_plant_id, year, month, hydro_min_flow_mw, hydro_avg_flow_mw) SELECT 21 as hydro_simple_scenario_id, 157947 as generation_plant_id, 2015 as year, month, hydro_min_flow_mw, hydro_avg_flow_mw FROM switch.hydro_historical_monthly_capacity_factors WHERE generation_plant_id = 1157631020 AND hydro_simple_scenario_id = 1;
INSERT INTO switch.hydro_historical_monthly_capacity_factors (hydro_simple_scenario_id, generation_plant_id, year, month, hydro_min_flow_mw, hydro_avg_flow_mw) SELECT 21 as hydro_simple_scenario_id, 157988 as generation_plant_id, 2015 as year, month, hydro_min_flow_mw, hydro_avg_flow_mw FROM switch.hydro_historical_monthly_capacity_factors WHERE generation_plant_id = 1157631061 AND hydro_simple_scenario_id = 1;
INSERT INTO switch.hydro_historical_monthly_capacity_factors (hydro_simple_scenario_id, generation_plant_id, year, month, hydro_min_flow_mw, hydro_avg_flow_mw) SELECT 21 as hydro_simple_scenario_id, 157901 as generation_plant_id, 2015 as year, month, hydro_min_flow_mw, hydro_avg_flow_mw FROM switch.hydro_historical_monthly_capacity_factors WHERE generation_plant_id = 5000885 AND hydro_simple_scenario_id = 1;
INSERT INTO switch.hydro_historical_monthly_capacity_factors (hydro_simple_scenario_id, generation_plant_id, year, month, hydro_min_flow_mw, hydro_avg_flow_mw) SELECT 21 as hydro_simple_scenario_id, 157838 as generation_plant_id, 2015 as year, month, hydro_min_flow_mw, hydro_avg_flow_mw FROM switch.hydro_historical_monthly_capacity_factors WHERE generation_plant_id = 5000822 AND hydro_simple_scenario_id = 1;
INSERT INTO switch.hydro_historical_monthly_capacity_factors (hydro_simple_scenario_id, generation_plant_id, year, month, hydro_min_flow_mw, hydro_avg_flow_mw) SELECT 21 as hydro_simple_scenario_id, 157987 as generation_plant_id, 2015 as year, month, hydro_min_flow_mw, hydro_avg_flow_mw FROM switch.hydro_historical_monthly_capacity_factors WHERE generation_plant_id = 1157631060 AND hydro_simple_scenario_id = 1;
INSERT INTO switch.hydro_historical_monthly_capacity_factors (hydro_simple_scenario_id, generation_plant_id, year, month, hydro_min_flow_mw, hydro_avg_flow_mw) SELECT 21 as hydro_simple_scenario_id, 157985 as generation_plant_id, 2015 as year, month, hydro_min_flow_mw, hydro_avg_flow_mw FROM switch.hydro_historical_monthly_capacity_factors WHERE generation_plant_id = 1157631058 AND hydro_simple_scenario_id = 1;
INSERT INTO switch.hydro_historical_monthly_capacity_factors (hydro_simple_scenario_id, generation_plant_id, year, month, hydro_min_flow_mw, hydro_avg_flow_mw) SELECT 21 as hydro_simple_scenario_id, 158052 as generation_plant_id, 2015 as year, month, hydro_min_flow_mw, hydro_avg_flow_mw FROM switch.hydro_historical_monthly_capacity_factors WHERE generation_plant_id = 1157631125 AND hydro_simple_scenario_id = 1;
INSERT INTO switch.hydro_historical_monthly_capacity_factors (hydro_simple_scenario_id, generation_plant_id, year, month, hydro_min_flow_mw, hydro_avg_flow_mw) SELECT 21 as hydro_simple_scenario_id, 158053 as generation_plant_id, 2015 as year, month, hydro_min_flow_mw, hydro_avg_flow_mw FROM switch.hydro_historical_monthly_capacity_factors WHERE generation_plant_id = 1157631126 AND hydro_simple_scenario_id = 1;
INSERT INTO switch.hydro_historical_monthly_capacity_factors (hydro_simple_scenario_id, generation_plant_id, year, month, hydro_min_flow_mw, hydro_avg_flow_mw) SELECT 21 as hydro_simple_scenario_id, 158005 as generation_plant_id, 2015 as year, month, hydro_min_flow_mw, hydro_avg_flow_mw FROM switch.hydro_historical_monthly_capacity_factors WHERE generation_plant_id = 1157631078 AND hydro_simple_scenario_id = 1;
INSERT INTO switch.hydro_historical_monthly_capacity_factors (hydro_simple_scenario_id, generation_plant_id, year, month, hydro_min_flow_mw, hydro_avg_flow_mw) SELECT 21 as hydro_simple_scenario_id, 158003 as generation_plant_id, 2015 as year, month, hydro_min_flow_mw, hydro_avg_flow_mw FROM switch.hydro_historical_monthly_capacity_factors WHERE generation_plant_id = 1157631076 AND hydro_simple_scenario_id = 1;
INSERT INTO switch.hydro_historical_monthly_capacity_factors (hydro_simple_scenario_id, generation_plant_id, year, month, hydro_min_flow_mw, hydro_avg_flow_mw) SELECT 21 as hydro_simple_scenario_id, 157984 as generation_plant_id, 2015 as year, month, hydro_min_flow_mw, hydro_avg_flow_mw FROM switch.hydro_historical_monthly_capacity_factors WHERE generation_plant_id = 1157631057 AND hydro_simple_scenario_id = 1;
INSERT INTO switch.hydro_historical_monthly_capacity_factors (hydro_simple_scenario_id, generation_plant_id, year, month, hydro_min_flow_mw, hydro_avg_flow_mw) SELECT 21 as hydro_simple_scenario_id, 157902 as generation_plant_id, 2015 as year, month, hydro_min_flow_mw, hydro_avg_flow_mw FROM switch.hydro_historical_monthly_capacity_factors WHERE generation_plant_id = 5000886 AND hydro_simple_scenario_id = 1;
INSERT INTO switch.hydro_historical_monthly_capacity_factors (hydro_simple_scenario_id, generation_plant_id, year, month, hydro_min_flow_mw, hydro_avg_flow_mw) SELECT 21 as hydro_simple_scenario_id, 157903 as generation_plant_id, 2015 as year, month, hydro_min_flow_mw, hydro_avg_flow_mw FROM switch.hydro_historical_monthly_capacity_factors WHERE generation_plant_id = 5000887 AND hydro_simple_scenario_id = 1;
INSERT INTO switch.hydro_historical_monthly_capacity_factors (hydro_simple_scenario_id, generation_plant_id, year, month, hydro_min_flow_mw, hydro_avg_flow_mw) SELECT 21 as hydro_simple_scenario_id, 157955 as generation_plant_id, 2015 as year, month, hydro_min_flow_mw, hydro_avg_flow_mw FROM switch.hydro_historical_monthly_capacity_factors WHERE generation_plant_id = 1157631028 AND hydro_simple_scenario_id = 1;
INSERT INTO switch.hydro_historical_monthly_capacity_factors (hydro_simple_scenario_id, generation_plant_id, year, month, hydro_min_flow_mw, hydro_avg_flow_mw) SELECT 21 as hydro_simple_scenario_id, 157839 as generation_plant_id, 2015 as year, month, hydro_min_flow_mw, hydro_avg_flow_mw FROM switch.hydro_historical_monthly_capacity_factors WHERE generation_plant_id = 5000823 AND hydro_simple_scenario_id = 1;
INSERT INTO switch.hydro_historical_monthly_capacity_factors (hydro_simple_scenario_id, generation_plant_id, year, month, hydro_min_flow_mw, hydro_avg_flow_mw) SELECT 21 as hydro_simple_scenario_id, 157904 as generation_plant_id, 2015 as year, month, hydro_min_flow_mw, hydro_avg_flow_mw FROM switch.hydro_historical_monthly_capacity_factors WHERE generation_plant_id = 5000888 AND hydro_simple_scenario_id = 1;
INSERT INTO switch.hydro_historical_monthly_capacity_factors (hydro_simple_scenario_id, generation_plant_id, year, month, hydro_min_flow_mw, hydro_avg_flow_mw) SELECT 21 as hydro_simple_scenario_id, 158023 as generation_plant_id, 2015 as year, month, hydro_min_flow_mw, hydro_avg_flow_mw FROM switch.hydro_historical_monthly_capacity_factors WHERE generation_plant_id = 1157631096 AND hydro_simple_scenario_id = 1;
INSERT INTO switch.hydro_historical_monthly_capacity_factors (hydro_simple_scenario_id, generation_plant_id, year, month, hydro_min_flow_mw, hydro_avg_flow_mw) SELECT 21 as hydro_simple_scenario_id, 157989 as generation_plant_id, 2015 as year, month, hydro_min_flow_mw, hydro_avg_flow_mw FROM switch.hydro_historical_monthly_capacity_factors WHERE generation_plant_id = 1157631062 AND hydro_simple_scenario_id = 1;
INSERT INTO switch.hydro_historical_monthly_capacity_factors (hydro_simple_scenario_id, generation_plant_id, year, month, hydro_min_flow_mw, hydro_avg_flow_mw) SELECT 21 as hydro_simple_scenario_id, 157905 as generation_plant_id, 2015 as year, month, hydro_min_flow_mw, hydro_avg_flow_mw FROM switch.hydro_historical_monthly_capacity_factors WHERE generation_plant_id = 5000889 AND hydro_simple_scenario_id = 1;
INSERT INTO switch.hydro_historical_monthly_capacity_factors (hydro_simple_scenario_id, generation_plant_id, year, month, hydro_min_flow_mw, hydro_avg_flow_mw) SELECT 21 as hydro_simple_scenario_id, 157906 as generation_plant_id, 2015 as year, month, hydro_min_flow_mw, hydro_avg_flow_mw FROM switch.hydro_historical_monthly_capacity_factors WHERE generation_plant_id = 5000890 AND hydro_simple_scenario_id = 1;
INSERT INTO switch.hydro_historical_monthly_capacity_factors (hydro_simple_scenario_id, generation_plant_id, year, month, hydro_min_flow_mw, hydro_avg_flow_mw) SELECT 21 as hydro_simple_scenario_id, 157907 as generation_plant_id, 2015 as year, month, hydro_min_flow_mw, hydro_avg_flow_mw FROM switch.hydro_historical_monthly_capacity_factors WHERE generation_plant_id = 5000891 AND hydro_simple_scenario_id = 1;
INSERT INTO switch.hydro_historical_monthly_capacity_factors (hydro_simple_scenario_id, generation_plant_id, year, month, hydro_min_flow_mw, hydro_avg_flow_mw) SELECT 21 as hydro_simple_scenario_id, 157908 as generation_plant_id, 2015 as year, month, hydro_min_flow_mw, hydro_avg_flow_mw FROM switch.hydro_historical_monthly_capacity_factors WHERE generation_plant_id = 5000892 AND hydro_simple_scenario_id = 1;
INSERT INTO switch.hydro_historical_monthly_capacity_factors (hydro_simple_scenario_id, generation_plant_id, year, month, hydro_min_flow_mw, hydro_avg_flow_mw) SELECT 21 as hydro_simple_scenario_id, 158011 as generation_plant_id, 2015 as year, month, hydro_min_flow_mw, hydro_avg_flow_mw FROM switch.hydro_historical_monthly_capacity_factors WHERE generation_plant_id = 1157631084 AND hydro_simple_scenario_id = 1;
INSERT INTO switch.hydro_historical_monthly_capacity_factors (hydro_simple_scenario_id, generation_plant_id, year, month, hydro_min_flow_mw, hydro_avg_flow_mw) SELECT 21 as hydro_simple_scenario_id, 158013 as generation_plant_id, 2015 as year, month, hydro_min_flow_mw, hydro_avg_flow_mw FROM switch.hydro_historical_monthly_capacity_factors WHERE generation_plant_id = 1157631086 AND hydro_simple_scenario_id = 1;
INSERT INTO switch.hydro_historical_monthly_capacity_factors (hydro_simple_scenario_id, generation_plant_id, year, month, hydro_min_flow_mw, hydro_avg_flow_mw) SELECT 21 as hydro_simple_scenario_id, 157840 as generation_plant_id, 2015 as year, month, hydro_min_flow_mw, hydro_avg_flow_mw FROM switch.hydro_historical_monthly_capacity_factors WHERE generation_plant_id = 5000824 AND hydro_simple_scenario_id = 1;
INSERT INTO switch.hydro_historical_monthly_capacity_factors (hydro_simple_scenario_id, generation_plant_id, year, month, hydro_min_flow_mw, hydro_avg_flow_mw) SELECT 21 as hydro_simple_scenario_id, 158012 as generation_plant_id, 2015 as year, month, hydro_min_flow_mw, hydro_avg_flow_mw FROM switch.hydro_historical_monthly_capacity_factors WHERE generation_plant_id = 1157631085 AND hydro_simple_scenario_id = 1;
INSERT INTO switch.hydro_historical_monthly_capacity_factors (hydro_simple_scenario_id, generation_plant_id, year, month, hydro_min_flow_mw, hydro_avg_flow_mw) SELECT 21 as hydro_simple_scenario_id, 157909 as generation_plant_id, 2015 as year, month, hydro_min_flow_mw, hydro_avg_flow_mw FROM switch.hydro_historical_monthly_capacity_factors WHERE generation_plant_id = 5000893 AND hydro_simple_scenario_id = 1;
INSERT INTO switch.hydro_historical_monthly_capacity_factors (hydro_simple_scenario_id, generation_plant_id, year, month, hydro_min_flow_mw, hydro_avg_flow_mw) SELECT 21 as hydro_simple_scenario_id, 158002 as generation_plant_id, 2015 as year, month, hydro_min_flow_mw, hydro_avg_flow_mw FROM switch.hydro_historical_monthly_capacity_factors WHERE generation_plant_id = 1157631075 AND hydro_simple_scenario_id = 1;
INSERT INTO switch.hydro_historical_monthly_capacity_factors (hydro_simple_scenario_id, generation_plant_id, year, month, hydro_min_flow_mw, hydro_avg_flow_mw) SELECT 21 as hydro_simple_scenario_id, 157841 as generation_plant_id, 2015 as year, month, hydro_min_flow_mw, hydro_avg_flow_mw FROM switch.hydro_historical_monthly_capacity_factors WHERE generation_plant_id = 5000825 AND hydro_simple_scenario_id = 1;
INSERT INTO switch.hydro_historical_monthly_capacity_factors (hydro_simple_scenario_id, generation_plant_id, year, month, hydro_min_flow_mw, hydro_avg_flow_mw) SELECT 21 as hydro_simple_scenario_id, 157997 as generation_plant_id, 2015 as year, month, hydro_min_flow_mw, hydro_avg_flow_mw FROM switch.hydro_historical_monthly_capacity_factors WHERE generation_plant_id = 1157631070 AND hydro_simple_scenario_id = 1;
INSERT INTO switch.hydro_historical_monthly_capacity_factors (hydro_simple_scenario_id, generation_plant_id, year, month, hydro_min_flow_mw, hydro_avg_flow_mw) SELECT 21 as hydro_simple_scenario_id, 158004 as generation_plant_id, 2015 as year, month, hydro_min_flow_mw, hydro_avg_flow_mw FROM switch.hydro_historical_monthly_capacity_factors WHERE generation_plant_id = 1157631077 AND hydro_simple_scenario_id = 1;
INSERT INTO switch.hydro_historical_monthly_capacity_factors (hydro_simple_scenario_id, generation_plant_id, year, month, hydro_min_flow_mw, hydro_avg_flow_mw) SELECT 21 as hydro_simple_scenario_id, 157910 as generation_plant_id, 2015 as year, month, hydro_min_flow_mw, hydro_avg_flow_mw FROM switch.hydro_historical_monthly_capacity_factors WHERE generation_plant_id = 5000894 AND hydro_simple_scenario_id = 1;
INSERT INTO switch.hydro_historical_monthly_capacity_factors (hydro_simple_scenario_id, generation_plant_id, year, month, hydro_min_flow_mw, hydro_avg_flow_mw) SELECT 21 as hydro_simple_scenario_id, 157911 as generation_plant_id, 2015 as year, month, hydro_min_flow_mw, hydro_avg_flow_mw FROM switch.hydro_historical_monthly_capacity_factors WHERE generation_plant_id = 5000895 AND hydro_simple_scenario_id = 1;
INSERT INTO switch.hydro_historical_monthly_capacity_factors (hydro_simple_scenario_id, generation_plant_id, year, month, hydro_min_flow_mw, hydro_avg_flow_mw) SELECT 21 as hydro_simple_scenario_id, 157922 as generation_plant_id, 2015 as year, month, hydro_min_flow_mw, hydro_avg_flow_mw FROM switch.hydro_historical_monthly_capacity_factors WHERE generation_plant_id = 5000906 AND hydro_simple_scenario_id = 1;
INSERT INTO switch.hydro_historical_monthly_capacity_factors (hydro_simple_scenario_id, generation_plant_id, year, month, hydro_min_flow_mw, hydro_avg_flow_mw) SELECT 21 as hydro_simple_scenario_id, 157982 as generation_plant_id, 2015 as year, month, hydro_min_flow_mw, hydro_avg_flow_mw FROM switch.hydro_historical_monthly_capacity_factors WHERE generation_plant_id = 1157631055 AND hydro_simple_scenario_id = 1;
INSERT INTO switch.hydro_historical_monthly_capacity_factors (hydro_simple_scenario_id, generation_plant_id, year, month, hydro_min_flow_mw, hydro_avg_flow_mw) SELECT 21 as hydro_simple_scenario_id, 157981 as generation_plant_id, 2015 as year, month, hydro_min_flow_mw, hydro_avg_flow_mw FROM switch.hydro_historical_monthly_capacity_factors WHERE generation_plant_id = 1157631054 AND hydro_simple_scenario_id = 1;
INSERT INTO switch.hydro_historical_monthly_capacity_factors (hydro_simple_scenario_id, generation_plant_id, year, month, hydro_min_flow_mw, hydro_avg_flow_mw) SELECT 21 as hydro_simple_scenario_id, 157980 as generation_plant_id, 2015 as year, month, hydro_min_flow_mw, hydro_avg_flow_mw FROM switch.hydro_historical_monthly_capacity_factors WHERE generation_plant_id = 1157631053 AND hydro_simple_scenario_id = 1;
INSERT INTO switch.hydro_historical_monthly_capacity_factors (hydro_simple_scenario_id, generation_plant_id, year, month, hydro_min_flow_mw, hydro_avg_flow_mw) SELECT 21 as hydro_simple_scenario_id, 157942 as generation_plant_id, 2015 as year, month, hydro_min_flow_mw, hydro_avg_flow_mw FROM switch.hydro_historical_monthly_capacity_factors WHERE generation_plant_id = 1157631015 AND hydro_simple_scenario_id = 1;
INSERT INTO switch.hydro_historical_monthly_capacity_factors (hydro_simple_scenario_id, generation_plant_id, year, month, hydro_min_flow_mw, hydro_avg_flow_mw) SELECT 21 as hydro_simple_scenario_id, 157912 as generation_plant_id, 2015 as year, month, hydro_min_flow_mw, hydro_avg_flow_mw FROM switch.hydro_historical_monthly_capacity_factors WHERE generation_plant_id = 5000896 AND hydro_simple_scenario_id = 1;
INSERT INTO switch.hydro_historical_monthly_capacity_factors (hydro_simple_scenario_id, generation_plant_id, year, month, hydro_min_flow_mw, hydro_avg_flow_mw) SELECT 21 as hydro_simple_scenario_id, 157913 as generation_plant_id, 2015 as year, month, hydro_min_flow_mw, hydro_avg_flow_mw FROM switch.hydro_historical_monthly_capacity_factors WHERE generation_plant_id = 5000897 AND hydro_simple_scenario_id = 1;
INSERT INTO switch.hydro_historical_monthly_capacity_factors (hydro_simple_scenario_id, generation_plant_id, year, month, hydro_min_flow_mw, hydro_avg_flow_mw) SELECT 21 as hydro_simple_scenario_id, 157914 as generation_plant_id, 2015 as year, month, hydro_min_flow_mw, hydro_avg_flow_mw FROM switch.hydro_historical_monthly_capacity_factors WHERE generation_plant_id = 5000898 AND hydro_simple_scenario_id = 1;
INSERT INTO switch.hydro_historical_monthly_capacity_factors (hydro_simple_scenario_id, generation_plant_id, year, month, hydro_min_flow_mw, hydro_avg_flow_mw) SELECT 21 as hydro_simple_scenario_id, 157915 as generation_plant_id, 2015 as year, month, hydro_min_flow_mw, hydro_avg_flow_mw FROM switch.hydro_historical_monthly_capacity_factors WHERE generation_plant_id = 5000899 AND hydro_simple_scenario_id = 1;
INSERT INTO switch.hydro_historical_monthly_capacity_factors (hydro_simple_scenario_id, generation_plant_id, year, month, hydro_min_flow_mw, hydro_avg_flow_mw) SELECT 21 as hydro_simple_scenario_id, 157916 as generation_plant_id, 2015 as year, month, hydro_min_flow_mw, hydro_avg_flow_mw FROM switch.hydro_historical_monthly_capacity_factors WHERE generation_plant_id = 5000900 AND hydro_simple_scenario_id = 1;
INSERT INTO switch.hydro_historical_monthly_capacity_factors (hydro_simple_scenario_id, generation_plant_id, year, month, hydro_min_flow_mw, hydro_avg_flow_mw) SELECT 21 as hydro_simple_scenario_id, 157974 as generation_plant_id, 2015 as year, month, hydro_min_flow_mw, hydro_avg_flow_mw FROM switch.hydro_historical_monthly_capacity_factors WHERE generation_plant_id = 1157631047 AND hydro_simple_scenario_id = 1;
INSERT INTO switch.hydro_historical_monthly_capacity_factors (hydro_simple_scenario_id, generation_plant_id, year, month, hydro_min_flow_mw, hydro_avg_flow_mw) SELECT 21 as hydro_simple_scenario_id, 157976 as generation_plant_id, 2015 as year, month, hydro_min_flow_mw, hydro_avg_flow_mw FROM switch.hydro_historical_monthly_capacity_factors WHERE generation_plant_id = 1157631049 AND hydro_simple_scenario_id = 1;
INSERT INTO switch.hydro_historical_monthly_capacity_factors (hydro_simple_scenario_id, generation_plant_id, year, month, hydro_min_flow_mw, hydro_avg_flow_mw) SELECT 21 as hydro_simple_scenario_id, 157917 as generation_plant_id, 2015 as year, month, hydro_min_flow_mw, hydro_avg_flow_mw FROM switch.hydro_historical_monthly_capacity_factors WHERE generation_plant_id = 5000901 AND hydro_simple_scenario_id = 1;
INSERT INTO switch.hydro_historical_monthly_capacity_factors (hydro_simple_scenario_id, generation_plant_id, year, month, hydro_min_flow_mw, hydro_avg_flow_mw) SELECT 21 as hydro_simple_scenario_id, 157918 as generation_plant_id, 2015 as year, month, hydro_min_flow_mw, hydro_avg_flow_mw FROM switch.hydro_historical_monthly_capacity_factors WHERE generation_plant_id = 5000902 AND hydro_simple_scenario_id = 1;
INSERT INTO switch.hydro_historical_monthly_capacity_factors (hydro_simple_scenario_id, generation_plant_id, year, month, hydro_min_flow_mw, hydro_avg_flow_mw) SELECT 21 as hydro_simple_scenario_id, 157919 as generation_plant_id, 2015 as year, month, hydro_min_flow_mw, hydro_avg_flow_mw FROM switch.hydro_historical_monthly_capacity_factors WHERE generation_plant_id = 5000903 AND hydro_simple_scenario_id = 1;
INSERT INTO switch.hydro_historical_monthly_capacity_factors (hydro_simple_scenario_id, generation_plant_id, year, month, hydro_min_flow_mw, hydro_avg_flow_mw) SELECT 21 as hydro_simple_scenario_id, 157920 as generation_plant_id, 2015 as year, month, hydro_min_flow_mw, hydro_avg_flow_mw FROM switch.hydro_historical_monthly_capacity_factors WHERE generation_plant_id = 5000904 AND hydro_simple_scenario_id = 1;
INSERT INTO switch.hydro_historical_monthly_capacity_factors (hydro_simple_scenario_id, generation_plant_id, year, month, hydro_min_flow_mw, hydro_avg_flow_mw) SELECT 21 as hydro_simple_scenario_id, 157921 as generation_plant_id, 2015 as year, month, hydro_min_flow_mw, hydro_avg_flow_mw FROM switch.hydro_historical_monthly_capacity_factors WHERE generation_plant_id = 5000905 AND hydro_simple_scenario_id = 1;
INSERT INTO switch.hydro_historical_monthly_capacity_factors (hydro_simple_scenario_id, generation_plant_id, year, month, hydro_min_flow_mw, hydro_avg_flow_mw) SELECT 21 as hydro_simple_scenario_id, 157842 as generation_plant_id, 2015 as year, month, hydro_min_flow_mw, hydro_avg_flow_mw FROM switch.hydro_historical_monthly_capacity_factors WHERE generation_plant_id = 5000826 AND hydro_simple_scenario_id = 1;
INSERT INTO switch.hydro_historical_monthly_capacity_factors (hydro_simple_scenario_id, generation_plant_id, year, month, hydro_min_flow_mw, hydro_avg_flow_mw) SELECT 21 as hydro_simple_scenario_id, 157924 as generation_plant_id, 2015 as year, month, hydro_min_flow_mw, hydro_avg_flow_mw FROM switch.hydro_historical_monthly_capacity_factors WHERE generation_plant_id = 5000908 AND hydro_simple_scenario_id = 1;
INSERT INTO switch.hydro_historical_monthly_capacity_factors (hydro_simple_scenario_id, generation_plant_id, year, month, hydro_min_flow_mw, hydro_avg_flow_mw) SELECT 21 as hydro_simple_scenario_id, 157923 as generation_plant_id, 2015 as year, month, hydro_min_flow_mw, hydro_avg_flow_mw FROM switch.hydro_historical_monthly_capacity_factors WHERE generation_plant_id = 5000907 AND hydro_simple_scenario_id = 1;
INSERT INTO switch.hydro_historical_monthly_capacity_factors (hydro_simple_scenario_id, generation_plant_id, year, month, hydro_min_flow_mw, hydro_avg_flow_mw) SELECT 21 as hydro_simple_scenario_id, 157925 as generation_plant_id, 2015 as year, month, hydro_min_flow_mw, hydro_avg_flow_mw FROM switch.hydro_historical_monthly_capacity_factors WHERE generation_plant_id = 5000909 AND hydro_simple_scenario_id = 1;
INSERT INTO switch.hydro_historical_monthly_capacity_factors (hydro_simple_scenario_id, generation_plant_id, year, month, hydro_min_flow_mw, hydro_avg_flow_mw) SELECT 21 as hydro_simple_scenario_id, 157926 as generation_plant_id, 2015 as year, month, hydro_min_flow_mw, hydro_avg_flow_mw FROM switch.hydro_historical_monthly_capacity_factors WHERE generation_plant_id = 5000910 AND hydro_simple_scenario_id = 1;
INSERT INTO switch.hydro_historical_monthly_capacity_factors (hydro_simple_scenario_id, generation_plant_id, year, month, hydro_min_flow_mw, hydro_avg_flow_mw) SELECT 21 as hydro_simple_scenario_id, 158017 as generation_plant_id, 2015 as year, month, hydro_min_flow_mw, hydro_avg_flow_mw FROM switch.hydro_historical_monthly_capacity_factors WHERE generation_plant_id = 1157631090 AND hydro_simple_scenario_id = 1;
INSERT INTO switch.hydro_historical_monthly_capacity_factors (hydro_simple_scenario_id, generation_plant_id, year, month, hydro_min_flow_mw, hydro_avg_flow_mw) SELECT 21 as hydro_simple_scenario_id, 158016 as generation_plant_id, 2015 as year, month, hydro_min_flow_mw, hydro_avg_flow_mw FROM switch.hydro_historical_monthly_capacity_factors WHERE generation_plant_id = 1157631089 AND hydro_simple_scenario_id = 1;
INSERT INTO switch.hydro_historical_monthly_capacity_factors (hydro_simple_scenario_id, generation_plant_id, year, month, hydro_min_flow_mw, hydro_avg_flow_mw) SELECT 21 as hydro_simple_scenario_id, 158015 as generation_plant_id, 2015 as year, month, hydro_min_flow_mw, hydro_avg_flow_mw FROM switch.hydro_historical_monthly_capacity_factors WHERE generation_plant_id = 1157631088 AND hydro_simple_scenario_id = 1;
INSERT INTO switch.hydro_historical_monthly_capacity_factors (hydro_simple_scenario_id, generation_plant_id, year, month, hydro_min_flow_mw, hydro_avg_flow_mw) SELECT 21 as hydro_simple_scenario_id, 157975 as generation_plant_id, 2015 as year, month, hydro_min_flow_mw, hydro_avg_flow_mw FROM switch.hydro_historical_monthly_capacity_factors WHERE generation_plant_id = 1157631048 AND hydro_simple_scenario_id = 1;
INSERT INTO switch.hydro_historical_monthly_capacity_factors (hydro_simple_scenario_id, generation_plant_id, year, month, hydro_min_flow_mw, hydro_avg_flow_mw) SELECT 21 as hydro_simple_scenario_id, 157977 as generation_plant_id, 2015 as year, month, hydro_min_flow_mw, hydro_avg_flow_mw FROM switch.hydro_historical_monthly_capacity_factors WHERE generation_plant_id = 1157631050 AND hydro_simple_scenario_id = 1;
INSERT INTO switch.hydro_historical_monthly_capacity_factors (hydro_simple_scenario_id, generation_plant_id, year, month, hydro_min_flow_mw, hydro_avg_flow_mw) SELECT 21 as hydro_simple_scenario_id, 157963 as generation_plant_id, 2015 as year, month, hydro_min_flow_mw, hydro_avg_flow_mw FROM switch.hydro_historical_monthly_capacity_factors WHERE generation_plant_id = 1157631036 AND hydro_simple_scenario_id = 1;
INSERT INTO switch.hydro_historical_monthly_capacity_factors (hydro_simple_scenario_id, generation_plant_id, year, month, hydro_min_flow_mw, hydro_avg_flow_mw) SELECT 21 as hydro_simple_scenario_id, 157964 as generation_plant_id, 2015 as year, month, hydro_min_flow_mw, hydro_avg_flow_mw FROM switch.hydro_historical_monthly_capacity_factors WHERE generation_plant_id = 1157631037 AND hydro_simple_scenario_id = 1;
INSERT INTO switch.hydro_historical_monthly_capacity_factors (hydro_simple_scenario_id, generation_plant_id, year, month, hydro_min_flow_mw, hydro_avg_flow_mw) SELECT 21 as hydro_simple_scenario_id, 157965 as generation_plant_id, 2015 as year, month, hydro_min_flow_mw, hydro_avg_flow_mw FROM switch.hydro_historical_monthly_capacity_factors WHERE generation_plant_id = 1157631038 AND hydro_simple_scenario_id = 1;
INSERT INTO switch.hydro_historical_monthly_capacity_factors (hydro_simple_scenario_id, generation_plant_id, year, month, hydro_min_flow_mw, hydro_avg_flow_mw) SELECT 21 as hydro_simple_scenario_id, 157966 as generation_plant_id, 2015 as year, month, hydro_min_flow_mw, hydro_avg_flow_mw FROM switch.hydro_historical_monthly_capacity_factors WHERE generation_plant_id = 1157631039 AND hydro_simple_scenario_id = 1;
INSERT INTO switch.hydro_historical_monthly_capacity_factors (hydro_simple_scenario_id, generation_plant_id, year, month, hydro_min_flow_mw, hydro_avg_flow_mw) SELECT 21 as hydro_simple_scenario_id, 158043 as generation_plant_id, 2015 as year, month, hydro_min_flow_mw, hydro_avg_flow_mw FROM switch.hydro_historical_monthly_capacity_factors WHERE generation_plant_id = 1157631116 AND hydro_simple_scenario_id = 1;
INSERT INTO switch.hydro_historical_monthly_capacity_factors (hydro_simple_scenario_id, generation_plant_id, year, month, hydro_min_flow_mw, hydro_avg_flow_mw) SELECT 21 as hydro_simple_scenario_id, 158040 as generation_plant_id, 2015 as year, month, hydro_min_flow_mw, hydro_avg_flow_mw FROM switch.hydro_historical_monthly_capacity_factors WHERE generation_plant_id = 1157631113 AND hydro_simple_scenario_id = 1;
INSERT INTO switch.hydro_historical_monthly_capacity_factors (hydro_simple_scenario_id, generation_plant_id, year, month, hydro_min_flow_mw, hydro_avg_flow_mw) SELECT 21 as hydro_simple_scenario_id, 157843 as generation_plant_id, 2015 as year, month, hydro_min_flow_mw, hydro_avg_flow_mw FROM switch.hydro_historical_monthly_capacity_factors WHERE generation_plant_id = 5000827 AND hydro_simple_scenario_id = 1;
INSERT INTO switch.hydro_historical_monthly_capacity_factors (hydro_simple_scenario_id, generation_plant_id, year, month, hydro_min_flow_mw, hydro_avg_flow_mw) SELECT 21 as hydro_simple_scenario_id, 157927 as generation_plant_id, 2015 as year, month, hydro_min_flow_mw, hydro_avg_flow_mw FROM switch.hydro_historical_monthly_capacity_factors WHERE generation_plant_id = 5000911 AND hydro_simple_scenario_id = 1;
INSERT INTO switch.hydro_historical_monthly_capacity_factors (hydro_simple_scenario_id, generation_plant_id, year, month, hydro_min_flow_mw, hydro_avg_flow_mw) SELECT 21 as hydro_simple_scenario_id, 157928 as generation_plant_id, 2015 as year, month, hydro_min_flow_mw, hydro_avg_flow_mw FROM switch.hydro_historical_monthly_capacity_factors WHERE generation_plant_id = 5000912 AND hydro_simple_scenario_id = 1;
INSERT INTO switch.hydro_historical_monthly_capacity_factors (hydro_simple_scenario_id, generation_plant_id, year, month, hydro_min_flow_mw, hydro_avg_flow_mw) SELECT 21 as hydro_simple_scenario_id, 157844 as generation_plant_id, 2015 as year, month, hydro_min_flow_mw, hydro_avg_flow_mw FROM switch.hydro_historical_monthly_capacity_factors WHERE generation_plant_id = 5000828 AND hydro_simple_scenario_id = 1;
INSERT INTO switch.hydro_historical_monthly_capacity_factors (hydro_simple_scenario_id, generation_plant_id, year, month, hydro_min_flow_mw, hydro_avg_flow_mw) SELECT 21 as hydro_simple_scenario_id, 157929 as generation_plant_id, 2015 as year, month, hydro_min_flow_mw, hydro_avg_flow_mw FROM switch.hydro_historical_monthly_capacity_factors WHERE generation_plant_id = 5000913 AND hydro_simple_scenario_id = 1;
INSERT INTO switch.hydro_historical_monthly_capacity_factors (hydro_simple_scenario_id, generation_plant_id, year, month, hydro_min_flow_mw, hydro_avg_flow_mw) SELECT 21 as hydro_simple_scenario_id, 157930 as generation_plant_id, 2015 as year, month, hydro_min_flow_mw, hydro_avg_flow_mw FROM switch.hydro_historical_monthly_capacity_factors WHERE generation_plant_id = 5000914 AND hydro_simple_scenario_id = 1;
INSERT INTO switch.hydro_historical_monthly_capacity_factors (hydro_simple_scenario_id, generation_plant_id, year, month, hydro_min_flow_mw, hydro_avg_flow_mw) SELECT 21 as hydro_simple_scenario_id, 157931 as generation_plant_id, 2015 as year, month, hydro_min_flow_mw, hydro_avg_flow_mw FROM switch.hydro_historical_monthly_capacity_factors WHERE generation_plant_id = 5000915 AND hydro_simple_scenario_id = 1;
INSERT INTO switch.hydro_historical_monthly_capacity_factors (hydro_simple_scenario_id, generation_plant_id, year, month, hydro_min_flow_mw, hydro_avg_flow_mw) SELECT 21 as hydro_simple_scenario_id, 157932 as generation_plant_id, 2015 as year, month, hydro_min_flow_mw, hydro_avg_flow_mw FROM switch.hydro_historical_monthly_capacity_factors WHERE generation_plant_id = 5000916 AND hydro_simple_scenario_id = 1;
INSERT INTO switch.hydro_historical_monthly_capacity_factors (hydro_simple_scenario_id, generation_plant_id, year, month, hydro_min_flow_mw, hydro_avg_flow_mw) SELECT 21 as hydro_simple_scenario_id, 157933 as generation_plant_id, 2015 as year, month, hydro_min_flow_mw, hydro_avg_flow_mw FROM switch.hydro_historical_monthly_capacity_factors WHERE generation_plant_id = 5000917 AND hydro_simple_scenario_id = 1;
INSERT INTO switch.hydro_historical_monthly_capacity_factors (hydro_simple_scenario_id, generation_plant_id, year, month, hydro_min_flow_mw, hydro_avg_flow_mw) SELECT 21 as hydro_simple_scenario_id, 157934 as generation_plant_id, 2015 as year, month, hydro_min_flow_mw, hydro_avg_flow_mw FROM switch.hydro_historical_monthly_capacity_factors WHERE generation_plant_id = 5000918 AND hydro_simple_scenario_id = 1;
INSERT INTO switch.hydro_historical_monthly_capacity_factors (hydro_simple_scenario_id, generation_plant_id, year, month, hydro_min_flow_mw, hydro_avg_flow_mw) SELECT 21 as hydro_simple_scenario_id, 158010 as generation_plant_id, 2015 as year, month, hydro_min_flow_mw, hydro_avg_flow_mw FROM switch.hydro_historical_monthly_capacity_factors WHERE generation_plant_id = 1157631083 AND hydro_simple_scenario_id = 1;
INSERT INTO switch.hydro_historical_monthly_capacity_factors (hydro_simple_scenario_id, generation_plant_id, year, month, hydro_min_flow_mw, hydro_avg_flow_mw) SELECT 21 as hydro_simple_scenario_id, 157952 as generation_plant_id, 2015 as year, month, hydro_min_flow_mw, hydro_avg_flow_mw FROM switch.hydro_historical_monthly_capacity_factors WHERE generation_plant_id = 1157631025 AND hydro_simple_scenario_id = 1;
INSERT INTO switch.hydro_historical_monthly_capacity_factors (hydro_simple_scenario_id, generation_plant_id, year, month, hydro_min_flow_mw, hydro_avg_flow_mw) SELECT 21 as hydro_simple_scenario_id, 157949 as generation_plant_id, 2015 as year, month, hydro_min_flow_mw, hydro_avg_flow_mw FROM switch.hydro_historical_monthly_capacity_factors WHERE generation_plant_id = 1157631022 AND hydro_simple_scenario_id = 1;
INSERT INTO switch.hydro_historical_monthly_capacity_factors (hydro_simple_scenario_id, generation_plant_id, year, month, hydro_min_flow_mw, hydro_avg_flow_mw) SELECT 21 as hydro_simple_scenario_id, 157962 as generation_plant_id, 2015 as year, month, hydro_min_flow_mw, hydro_avg_flow_mw FROM switch.hydro_historical_monthly_capacity_factors WHERE generation_plant_id = 1157631035 AND hydro_simple_scenario_id = 1;
INSERT INTO switch.hydro_historical_monthly_capacity_factors (hydro_simple_scenario_id, generation_plant_id, year, month, hydro_min_flow_mw, hydro_avg_flow_mw) SELECT 21 as hydro_simple_scenario_id, 157935 as generation_plant_id, 2015 as year, month, hydro_min_flow_mw, hydro_avg_flow_mw FROM switch.hydro_historical_monthly_capacity_factors WHERE generation_plant_id = 5000919 AND hydro_simple_scenario_id = 1;
INSERT INTO switch.hydro_historical_monthly_capacity_factors (hydro_simple_scenario_id, generation_plant_id, year, month, hydro_min_flow_mw, hydro_avg_flow_mw) SELECT 21 as hydro_simple_scenario_id, 157936 as generation_plant_id, 2015 as year, month, hydro_min_flow_mw, hydro_avg_flow_mw FROM switch.hydro_historical_monthly_capacity_factors WHERE generation_plant_id = 5000920 AND hydro_simple_scenario_id = 1;
INSERT INTO switch.hydro_historical_monthly_capacity_factors (hydro_simple_scenario_id, generation_plant_id, year, month, hydro_min_flow_mw, hydro_avg_flow_mw) SELECT 21 as hydro_simple_scenario_id, 158007 as generation_plant_id, 2015 as year, month, hydro_min_flow_mw, hydro_avg_flow_mw FROM switch.hydro_historical_monthly_capacity_factors WHERE generation_plant_id = 1157631080 AND hydro_simple_scenario_id = 1;
INSERT INTO switch.hydro_historical_monthly_capacity_factors (hydro_simple_scenario_id, generation_plant_id, year, month, hydro_min_flow_mw, hydro_avg_flow_mw) SELECT 21 as hydro_simple_scenario_id, 157937 as generation_plant_id, 2015 as year, month, hydro_min_flow_mw, hydro_avg_flow_mw FROM switch.hydro_historical_monthly_capacity_factors WHERE generation_plant_id = 5000921 AND hydro_simple_scenario_id = 1;
INSERT INTO switch.hydro_historical_monthly_capacity_factors (hydro_simple_scenario_id, generation_plant_id, year, month, hydro_min_flow_mw, hydro_avg_flow_mw) SELECT 21 as hydro_simple_scenario_id, 157938 as generation_plant_id, 2015 as year, month, hydro_min_flow_mw, hydro_avg_flow_mw FROM switch.hydro_historical_monthly_capacity_factors WHERE generation_plant_id = 5000922 AND hydro_simple_scenario_id = 1;
INSERT INTO switch.hydro_historical_monthly_capacity_factors (hydro_simple_scenario_id, generation_plant_id, year, month, hydro_min_flow_mw, hydro_avg_flow_mw) SELECT 21 as hydro_simple_scenario_id, 157845 as generation_plant_id, 2015 as year, month, hydro_min_flow_mw, hydro_avg_flow_mw FROM switch.hydro_historical_monthly_capacity_factors WHERE generation_plant_id = 5000829 AND hydro_simple_scenario_id = 1;
INSERT INTO switch.hydro_historical_monthly_capacity_factors (hydro_simple_scenario_id, generation_plant_id, year, month, hydro_min_flow_mw, hydro_avg_flow_mw) SELECT 21 as hydro_simple_scenario_id, 158055 as generation_plant_id, 2015 as year, month, hydro_min_flow_mw, hydro_avg_flow_mw FROM switch.hydro_historical_monthly_capacity_factors WHERE generation_plant_id = 1157631128 AND hydro_simple_scenario_id = 1;
INSERT INTO switch.hydro_historical_monthly_capacity_factors (hydro_simple_scenario_id, generation_plant_id, year, month, hydro_min_flow_mw, hydro_avg_flow_mw) SELECT 21 as hydro_simple_scenario_id, 158056 as generation_plant_id, 2015 as year, month, hydro_min_flow_mw, hydro_avg_flow_mw FROM switch.hydro_historical_monthly_capacity_factors WHERE generation_plant_id = 1157631129 AND hydro_simple_scenario_id = 1;
INSERT INTO switch.hydro_historical_monthly_capacity_factors (hydro_simple_scenario_id, generation_plant_id, year, month, hydro_min_flow_mw, hydro_avg_flow_mw) SELECT 21 as hydro_simple_scenario_id, 157939 as generation_plant_id, 2015 as year, month, hydro_min_flow_mw, hydro_avg_flow_mw FROM switch.hydro_historical_monthly_capacity_factors WHERE generation_plant_id = 5000923 AND hydro_simple_scenario_id = 1;
INSERT INTO switch.hydro_historical_monthly_capacity_factors (hydro_simple_scenario_id, generation_plant_id, year, month, hydro_min_flow_mw, hydro_avg_flow_mw) SELECT 21 as hydro_simple_scenario_id, 158059 as generation_plant_id, 2015 as year, month, hydro_min_flow_mw, hydro_avg_flow_mw FROM switch.hydro_historical_monthly_capacity_factors WHERE generation_plant_id = 1157631165 AND hydro_simple_scenario_id = 1;
INSERT INTO switch.hydro_historical_monthly_capacity_factors (hydro_simple_scenario_id, generation_plant_id, year, month, hydro_min_flow_mw, hydro_avg_flow_mw) SELECT 21 as hydro_simple_scenario_id, 158068 as generation_plant_id, 2015 as year, month, hydro_min_flow_mw, hydro_avg_flow_mw FROM switch.hydro_historical_monthly_capacity_factors WHERE generation_plant_id = 1157631174 AND hydro_simple_scenario_id = 1;
INSERT INTO switch.hydro_historical_monthly_capacity_factors (hydro_simple_scenario_id, generation_plant_id, year, month, hydro_min_flow_mw, hydro_avg_flow_mw) SELECT 21 as hydro_simple_scenario_id, 158069 as generation_plant_id, 2015 as year, month, hydro_min_flow_mw, hydro_avg_flow_mw FROM switch.hydro_historical_monthly_capacity_factors WHERE generation_plant_id = 1157631175 AND hydro_simple_scenario_id = 1;
INSERT INTO switch.hydro_historical_monthly_capacity_factors (hydro_simple_scenario_id, generation_plant_id, year, month, hydro_min_flow_mw, hydro_avg_flow_mw) SELECT 21 as hydro_simple_scenario_id, 158070 as generation_plant_id, 2015 as year, month, hydro_min_flow_mw, hydro_avg_flow_mw FROM switch.hydro_historical_monthly_capacity_factors WHERE generation_plant_id = 1157631176 AND hydro_simple_scenario_id = 1;
INSERT INTO switch.hydro_historical_monthly_capacity_factors (hydro_simple_scenario_id, generation_plant_id, year, month, hydro_min_flow_mw, hydro_avg_flow_mw) SELECT 21 as hydro_simple_scenario_id, 158071 as generation_plant_id, 2015 as year, month, hydro_min_flow_mw, hydro_avg_flow_mw FROM switch.hydro_historical_monthly_capacity_factors WHERE generation_plant_id = 1157631177 AND hydro_simple_scenario_id = 1;
INSERT INTO switch.hydro_historical_monthly_capacity_factors (hydro_simple_scenario_id, generation_plant_id, year, month, hydro_min_flow_mw, hydro_avg_flow_mw) SELECT 21 as hydro_simple_scenario_id, 158072 as generation_plant_id, 2015 as year, month, hydro_min_flow_mw, hydro_avg_flow_mw FROM switch.hydro_historical_monthly_capacity_factors WHERE generation_plant_id = 1157631178 AND hydro_simple_scenario_id = 1;
INSERT INTO switch.hydro_historical_monthly_capacity_factors (hydro_simple_scenario_id, generation_plant_id, year, month, hydro_min_flow_mw, hydro_avg_flow_mw) SELECT 21 as hydro_simple_scenario_id, 158073 as generation_plant_id, 2015 as year, month, hydro_min_flow_mw, hydro_avg_flow_mw FROM switch.hydro_historical_monthly_capacity_factors WHERE generation_plant_id = 1157631179 AND hydro_simple_scenario_id = 1;
INSERT INTO switch.hydro_historical_monthly_capacity_factors (hydro_simple_scenario_id, generation_plant_id, year, month, hydro_min_flow_mw, hydro_avg_flow_mw) SELECT 21 as hydro_simple_scenario_id, 158074 as generation_plant_id, 2015 as year, month, hydro_min_flow_mw, hydro_avg_flow_mw FROM switch.hydro_historical_monthly_capacity_factors WHERE generation_plant_id = 1157631180 AND hydro_simple_scenario_id = 1;
INSERT INTO switch.hydro_historical_monthly_capacity_factors (hydro_simple_scenario_id, generation_plant_id, year, month, hydro_min_flow_mw, hydro_avg_flow_mw) SELECT 21 as hydro_simple_scenario_id, 158075 as generation_plant_id, 2015 as year, month, hydro_min_flow_mw, hydro_avg_flow_mw FROM switch.hydro_historical_monthly_capacity_factors WHERE generation_plant_id = 1157631181 AND hydro_simple_scenario_id = 1;
INSERT INTO switch.hydro_historical_monthly_capacity_factors (hydro_simple_scenario_id, generation_plant_id, year, month, hydro_min_flow_mw, hydro_avg_flow_mw) SELECT 21 as hydro_simple_scenario_id, 158076 as generation_plant_id, 2015 as year, month, hydro_min_flow_mw, hydro_avg_flow_mw FROM switch.hydro_historical_monthly_capacity_factors WHERE generation_plant_id = 1157631182 AND hydro_simple_scenario_id = 1;
INSERT INTO switch.hydro_historical_monthly_capacity_factors (hydro_simple_scenario_id, generation_plant_id, year, month, hydro_min_flow_mw, hydro_avg_flow_mw) SELECT 21 as hydro_simple_scenario_id, 158077 as generation_plant_id, 2015 as year, month, hydro_min_flow_mw, hydro_avg_flow_mw FROM switch.hydro_historical_monthly_capacity_factors WHERE generation_plant_id = 1157631183 AND hydro_simple_scenario_id = 1;
INSERT INTO switch.hydro_historical_monthly_capacity_factors (hydro_simple_scenario_id, generation_plant_id, year, month, hydro_min_flow_mw, hydro_avg_flow_mw) SELECT 21 as hydro_simple_scenario_id, 158060 as generation_plant_id, 2015 as year, month, hydro_min_flow_mw, hydro_avg_flow_mw FROM switch.hydro_historical_monthly_capacity_factors WHERE generation_plant_id = 1157631166 AND hydro_simple_scenario_id = 1;
INSERT INTO switch.hydro_historical_monthly_capacity_factors (hydro_simple_scenario_id, generation_plant_id, year, month, hydro_min_flow_mw, hydro_avg_flow_mw) SELECT 21 as hydro_simple_scenario_id, 158078 as generation_plant_id, 2015 as year, month, hydro_min_flow_mw, hydro_avg_flow_mw FROM switch.hydro_historical_monthly_capacity_factors WHERE generation_plant_id = 1157631184 AND hydro_simple_scenario_id = 1;
INSERT INTO switch.hydro_historical_monthly_capacity_factors (hydro_simple_scenario_id, generation_plant_id, year, month, hydro_min_flow_mw, hydro_avg_flow_mw) SELECT 21 as hydro_simple_scenario_id, 158079 as generation_plant_id, 2015 as year, month, hydro_min_flow_mw, hydro_avg_flow_mw FROM switch.hydro_historical_monthly_capacity_factors WHERE generation_plant_id = 1157631185 AND hydro_simple_scenario_id = 1;
INSERT INTO switch.hydro_historical_monthly_capacity_factors (hydro_simple_scenario_id, generation_plant_id, year, month, hydro_min_flow_mw, hydro_avg_flow_mw) SELECT 21 as hydro_simple_scenario_id, 158080 as generation_plant_id, 2015 as year, month, hydro_min_flow_mw, hydro_avg_flow_mw FROM switch.hydro_historical_monthly_capacity_factors WHERE generation_plant_id = 1157631186 AND hydro_simple_scenario_id = 1;
INSERT INTO switch.hydro_historical_monthly_capacity_factors (hydro_simple_scenario_id, generation_plant_id, year, month, hydro_min_flow_mw, hydro_avg_flow_mw) SELECT 21 as hydro_simple_scenario_id, 158081 as generation_plant_id, 2015 as year, month, hydro_min_flow_mw, hydro_avg_flow_mw FROM switch.hydro_historical_monthly_capacity_factors WHERE generation_plant_id = 1157631187 AND hydro_simple_scenario_id = 1;
INSERT INTO switch.hydro_historical_monthly_capacity_factors (hydro_simple_scenario_id, generation_plant_id, year, month, hydro_min_flow_mw, hydro_avg_flow_mw) SELECT 21 as hydro_simple_scenario_id, 158082 as generation_plant_id, 2015 as year, month, hydro_min_flow_mw, hydro_avg_flow_mw FROM switch.hydro_historical_monthly_capacity_factors WHERE generation_plant_id = 1157631188 AND hydro_simple_scenario_id = 1;
INSERT INTO switch.hydro_historical_monthly_capacity_factors (hydro_simple_scenario_id, generation_plant_id, year, month, hydro_min_flow_mw, hydro_avg_flow_mw) SELECT 21 as hydro_simple_scenario_id, 158083 as generation_plant_id, 2015 as year, month, hydro_min_flow_mw, hydro_avg_flow_mw FROM switch.hydro_historical_monthly_capacity_factors WHERE generation_plant_id = 1157631189 AND hydro_simple_scenario_id = 1;
INSERT INTO switch.hydro_historical_monthly_capacity_factors (hydro_simple_scenario_id, generation_plant_id, year, month, hydro_min_flow_mw, hydro_avg_flow_mw) SELECT 21 as hydro_simple_scenario_id, 158084 as generation_plant_id, 2015 as year, month, hydro_min_flow_mw, hydro_avg_flow_mw FROM switch.hydro_historical_monthly_capacity_factors WHERE generation_plant_id = 1157631190 AND hydro_simple_scenario_id = 1;
INSERT INTO switch.hydro_historical_monthly_capacity_factors (hydro_simple_scenario_id, generation_plant_id, year, month, hydro_min_flow_mw, hydro_avg_flow_mw) SELECT 21 as hydro_simple_scenario_id, 158085 as generation_plant_id, 2015 as year, month, hydro_min_flow_mw, hydro_avg_flow_mw FROM switch.hydro_historical_monthly_capacity_factors WHERE generation_plant_id = 1157631191 AND hydro_simple_scenario_id = 1;
INSERT INTO switch.hydro_historical_monthly_capacity_factors (hydro_simple_scenario_id, generation_plant_id, year, month, hydro_min_flow_mw, hydro_avg_flow_mw) SELECT 21 as hydro_simple_scenario_id, 158086 as generation_plant_id, 2015 as year, month, hydro_min_flow_mw, hydro_avg_flow_mw FROM switch.hydro_historical_monthly_capacity_factors WHERE generation_plant_id = 1157631192 AND hydro_simple_scenario_id = 1;
INSERT INTO switch.hydro_historical_monthly_capacity_factors (hydro_simple_scenario_id, generation_plant_id, year, month, hydro_min_flow_mw, hydro_avg_flow_mw) SELECT 21 as hydro_simple_scenario_id, 158087 as generation_plant_id, 2015 as year, month, hydro_min_flow_mw, hydro_avg_flow_mw FROM switch.hydro_historical_monthly_capacity_factors WHERE generation_plant_id = 1157631193 AND hydro_simple_scenario_id = 1;
INSERT INTO switch.hydro_historical_monthly_capacity_factors (hydro_simple_scenario_id, generation_plant_id, year, month, hydro_min_flow_mw, hydro_avg_flow_mw) SELECT 21 as hydro_simple_scenario_id, 158061 as generation_plant_id, 2015 as year, month, hydro_min_flow_mw, hydro_avg_flow_mw FROM switch.hydro_historical_monthly_capacity_factors WHERE generation_plant_id = 1157631167 AND hydro_simple_scenario_id = 1;
INSERT INTO switch.hydro_historical_monthly_capacity_factors (hydro_simple_scenario_id, generation_plant_id, year, month, hydro_min_flow_mw, hydro_avg_flow_mw) SELECT 21 as hydro_simple_scenario_id, 158088 as generation_plant_id, 2015 as year, month, hydro_min_flow_mw, hydro_avg_flow_mw FROM switch.hydro_historical_monthly_capacity_factors WHERE generation_plant_id = 1157631194 AND hydro_simple_scenario_id = 1;
INSERT INTO switch.hydro_historical_monthly_capacity_factors (hydro_simple_scenario_id, generation_plant_id, year, month, hydro_min_flow_mw, hydro_avg_flow_mw) SELECT 21 as hydro_simple_scenario_id, 158089 as generation_plant_id, 2015 as year, month, hydro_min_flow_mw, hydro_avg_flow_mw FROM switch.hydro_historical_monthly_capacity_factors WHERE generation_plant_id = 1157631195 AND hydro_simple_scenario_id = 1;
INSERT INTO switch.hydro_historical_monthly_capacity_factors (hydro_simple_scenario_id, generation_plant_id, year, month, hydro_min_flow_mw, hydro_avg_flow_mw) SELECT 21 as hydro_simple_scenario_id, 158090 as generation_plant_id, 2015 as year, month, hydro_min_flow_mw, hydro_avg_flow_mw FROM switch.hydro_historical_monthly_capacity_factors WHERE generation_plant_id = 1157631196 AND hydro_simple_scenario_id = 1;
INSERT INTO switch.hydro_historical_monthly_capacity_factors (hydro_simple_scenario_id, generation_plant_id, year, month, hydro_min_flow_mw, hydro_avg_flow_mw) SELECT 21 as hydro_simple_scenario_id, 158091 as generation_plant_id, 2015 as year, month, hydro_min_flow_mw, hydro_avg_flow_mw FROM switch.hydro_historical_monthly_capacity_factors WHERE generation_plant_id = 1157631197 AND hydro_simple_scenario_id = 1;
INSERT INTO switch.hydro_historical_monthly_capacity_factors (hydro_simple_scenario_id, generation_plant_id, year, month, hydro_min_flow_mw, hydro_avg_flow_mw) SELECT 21 as hydro_simple_scenario_id, 158092 as generation_plant_id, 2015 as year, month, hydro_min_flow_mw, hydro_avg_flow_mw FROM switch.hydro_historical_monthly_capacity_factors WHERE generation_plant_id = 1157631198 AND hydro_simple_scenario_id = 1;
INSERT INTO switch.hydro_historical_monthly_capacity_factors (hydro_simple_scenario_id, generation_plant_id, year, month, hydro_min_flow_mw, hydro_avg_flow_mw) SELECT 21 as hydro_simple_scenario_id, 158062 as generation_plant_id, 2015 as year, month, hydro_min_flow_mw, hydro_avg_flow_mw FROM switch.hydro_historical_monthly_capacity_factors WHERE generation_plant_id = 1157631168 AND hydro_simple_scenario_id = 1;
INSERT INTO switch.hydro_historical_monthly_capacity_factors (hydro_simple_scenario_id, generation_plant_id, year, month, hydro_min_flow_mw, hydro_avg_flow_mw) SELECT 21 as hydro_simple_scenario_id, 158063 as generation_plant_id, 2015 as year, month, hydro_min_flow_mw, hydro_avg_flow_mw FROM switch.hydro_historical_monthly_capacity_factors WHERE generation_plant_id = 1157631169 AND hydro_simple_scenario_id = 1;
INSERT INTO switch.hydro_historical_monthly_capacity_factors (hydro_simple_scenario_id, generation_plant_id, year, month, hydro_min_flow_mw, hydro_avg_flow_mw) SELECT 21 as hydro_simple_scenario_id, 158064 as generation_plant_id, 2015 as year, month, hydro_min_flow_mw, hydro_avg_flow_mw FROM switch.hydro_historical_monthly_capacity_factors WHERE generation_plant_id = 1157631170 AND hydro_simple_scenario_id = 1;
INSERT INTO switch.hydro_historical_monthly_capacity_factors (hydro_simple_scenario_id, generation_plant_id, year, month, hydro_min_flow_mw, hydro_avg_flow_mw) SELECT 21 as hydro_simple_scenario_id, 158065 as generation_plant_id, 2015 as year, month, hydro_min_flow_mw, hydro_avg_flow_mw FROM switch.hydro_historical_monthly_capacity_factors WHERE generation_plant_id = 1157631171 AND hydro_simple_scenario_id = 1;
INSERT INTO switch.hydro_historical_monthly_capacity_factors (hydro_simple_scenario_id, generation_plant_id, year, month, hydro_min_flow_mw, hydro_avg_flow_mw) SELECT 21 as hydro_simple_scenario_id, 158066 as generation_plant_id, 2015 as year, month, hydro_min_flow_mw, hydro_avg_flow_mw FROM switch.hydro_historical_monthly_capacity_factors WHERE generation_plant_id = 1157631172 AND hydro_simple_scenario_id = 1;
INSERT INTO switch.hydro_historical_monthly_capacity_factors (hydro_simple_scenario_id, generation_plant_id, year, month, hydro_min_flow_mw, hydro_avg_flow_mw) SELECT 21 as hydro_simple_scenario_id, 158067 as generation_plant_id, 2015 as year, month, hydro_min_flow_mw, hydro_avg_flow_mw FROM switch.hydro_historical_monthly_capacity_factors WHERE generation_plant_id = 1157631173 AND hydro_simple_scenario_id = 1;
INSERT INTO switch.hydro_historical_monthly_capacity_factors (hydro_simple_scenario_id, generation_plant_id, year, month, hydro_min_flow_mw, hydro_avg_flow_mw) SELECT 21 as hydro_simple_scenario_id, 158009 as generation_plant_id, 2015 as year, month, hydro_min_flow_mw, hydro_avg_flow_mw FROM switch.hydro_historical_monthly_capacity_factors WHERE generation_plant_id = 1157631082 AND hydro_simple_scenario_id = 1;
INSERT INTO switch.hydro_historical_monthly_capacity_factors (hydro_simple_scenario_id, generation_plant_id, year, month, hydro_min_flow_mw, hydro_avg_flow_mw) SELECT 21 as hydro_simple_scenario_id, 158014 as generation_plant_id, 2015 as year, month, hydro_min_flow_mw, hydro_avg_flow_mw FROM switch.hydro_historical_monthly_capacity_factors WHERE generation_plant_id = 1157631087 AND hydro_simple_scenario_id = 1;

## hydro_historical_cf_2016
INSERT INTO switch.hydro_historical_monthly_capacity_factors (hydro_simple_scenario_id, generation_plant_id, year, month, hydro_min_flow_mw, hydro_avg_flow_mw)
SELECT 21 as hydro_simple_scenario_id, 154089 as generation_plant_id, 2004 as year, month, hydro_min_flow_mw, hydro_avg_flow_mw
FROM switch.hydro_historical_monthly_capacity_factors
WHERE generation_plant_id = 5000830
AND hydro_simple_scenario_id = 1
INSERT INTO switch.hydro_historical_monthly_capacity_factors (hydro_simple_scenario_id, generation_plant_id, year, month, hydro_min_flow_mw, hydro_avg_flow_mw) SELECT 21 as hydro_simple_scenario_id, | new_id | as generation_plant_id, | 2016 | as year, month, hydro_min_flow_mw, hydro_avg_flow_mw FROM switch.hydro_historical_monthly_capacity_factors WHERE generation_plant_id = | old_id | AND hydro_simple_scenario_id = 1;
INSERT INTO switch.hydro_historical_monthly_capacity_factors (hydro_simple_scenario_id, generation_plant_id, year, month, hydro_min_flow_mw, hydro_avg_flow_mw) SELECT 21 as hydro_simple_scenario_id, 157846 as generation_plant_id, 2016 as year, month, hydro_min_flow_mw, hydro_avg_flow_mw FROM switch.hydro_historical_monthly_capacity_factors WHERE generation_plant_id = 5000830 AND hydro_simple_scenario_id = 1;
INSERT INTO switch.hydro_historical_monthly_capacity_factors (hydro_simple_scenario_id, generation_plant_id, year, month, hydro_min_flow_mw, hydro_avg_flow_mw) SELECT 21 as hydro_simple_scenario_id, 157959 as generation_plant_id, 2016 as year, month, hydro_min_flow_mw, hydro_avg_flow_mw FROM switch.hydro_historical_monthly_capacity_factors WHERE generation_plant_id = 1157631032 AND hydro_simple_scenario_id = 1;
INSERT INTO switch.hydro_historical_monthly_capacity_factors (hydro_simple_scenario_id, generation_plant_id, year, month, hydro_min_flow_mw, hydro_avg_flow_mw) SELECT 21 as hydro_simple_scenario_id, 157847 as generation_plant_id, 2016 as year, month, hydro_min_flow_mw, hydro_avg_flow_mw FROM switch.hydro_historical_monthly_capacity_factors WHERE generation_plant_id = 5000831 AND hydro_simple_scenario_id = 1;
INSERT INTO switch.hydro_historical_monthly_capacity_factors (hydro_simple_scenario_id, generation_plant_id, year, month, hydro_min_flow_mw, hydro_avg_flow_mw) SELECT 21 as hydro_simple_scenario_id, 158008 as generation_plant_id, 2016 as year, month, hydro_min_flow_mw, hydro_avg_flow_mw FROM switch.hydro_historical_monthly_capacity_factors WHERE generation_plant_id = 1157631081 AND hydro_simple_scenario_id = 1;
INSERT INTO switch.hydro_historical_monthly_capacity_factors (hydro_simple_scenario_id, generation_plant_id, year, month, hydro_min_flow_mw, hydro_avg_flow_mw) SELECT 21 as hydro_simple_scenario_id, 157848 as generation_plant_id, 2016 as year, month, hydro_min_flow_mw, hydro_avg_flow_mw FROM switch.hydro_historical_monthly_capacity_factors WHERE generation_plant_id = 5000832 AND hydro_simple_scenario_id = 1;
INSERT INTO switch.hydro_historical_monthly_capacity_factors (hydro_simple_scenario_id, generation_plant_id, year, month, hydro_min_flow_mw, hydro_avg_flow_mw) SELECT 21 as hydro_simple_scenario_id, 157849 as generation_plant_id, 2016 as year, month, hydro_min_flow_mw, hydro_avg_flow_mw FROM switch.hydro_historical_monthly_capacity_factors WHERE generation_plant_id = 5000833 AND hydro_simple_scenario_id = 1;
INSERT INTO switch.hydro_historical_monthly_capacity_factors (hydro_simple_scenario_id, generation_plant_id, year, month, hydro_min_flow_mw, hydro_avg_flow_mw) SELECT 21 as hydro_simple_scenario_id, 157851 as generation_plant_id, 2016 as year, month, hydro_min_flow_mw, hydro_avg_flow_mw FROM switch.hydro_historical_monthly_capacity_factors WHERE generation_plant_id = 5000835 AND hydro_simple_scenario_id = 1;
INSERT INTO switch.hydro_historical_monthly_capacity_factors (hydro_simple_scenario_id, generation_plant_id, year, month, hydro_min_flow_mw, hydro_avg_flow_mw) SELECT 21 as hydro_simple_scenario_id, 157850 as generation_plant_id, 2016 as year, month, hydro_min_flow_mw, hydro_avg_flow_mw FROM switch.hydro_historical_monthly_capacity_factors WHERE generation_plant_id = 5000834 AND hydro_simple_scenario_id = 1;
INSERT INTO switch.hydro_historical_monthly_capacity_factors (hydro_simple_scenario_id, generation_plant_id, year, month, hydro_min_flow_mw, hydro_avg_flow_mw) SELECT 21 as hydro_simple_scenario_id, 158044 as generation_plant_id, 2016 as year, month, hydro_min_flow_mw, hydro_avg_flow_mw FROM switch.hydro_historical_monthly_capacity_factors WHERE generation_plant_id = 1157631117 AND hydro_simple_scenario_id = 1;
INSERT INTO switch.hydro_historical_monthly_capacity_factors (hydro_simple_scenario_id, generation_plant_id, year, month, hydro_min_flow_mw, hydro_avg_flow_mw) SELECT 21 as hydro_simple_scenario_id, 157961 as generation_plant_id, 2016 as year, month, hydro_min_flow_mw, hydro_avg_flow_mw FROM switch.hydro_historical_monthly_capacity_factors WHERE generation_plant_id = 1157631034 AND hydro_simple_scenario_id = 1;
INSERT INTO switch.hydro_historical_monthly_capacity_factors (hydro_simple_scenario_id, generation_plant_id, year, month, hydro_min_flow_mw, hydro_avg_flow_mw) SELECT 21 as hydro_simple_scenario_id, 157960 as generation_plant_id, 2016 as year, month, hydro_min_flow_mw, hydro_avg_flow_mw FROM switch.hydro_historical_monthly_capacity_factors WHERE generation_plant_id = 1157631033 AND hydro_simple_scenario_id = 1;
INSERT INTO switch.hydro_historical_monthly_capacity_factors (hydro_simple_scenario_id, generation_plant_id, year, month, hydro_min_flow_mw, hydro_avg_flow_mw) SELECT 21 as hydro_simple_scenario_id, 157824 as generation_plant_id, 2016 as year, month, hydro_min_flow_mw, hydro_avg_flow_mw FROM switch.hydro_historical_monthly_capacity_factors WHERE generation_plant_id = 5000808 AND hydro_simple_scenario_id = 1;
INSERT INTO switch.hydro_historical_monthly_capacity_factors (hydro_simple_scenario_id, generation_plant_id, year, month, hydro_min_flow_mw, hydro_avg_flow_mw) SELECT 21 as hydro_simple_scenario_id, 157971 as generation_plant_id, 2016 as year, month, hydro_min_flow_mw, hydro_avg_flow_mw FROM switch.hydro_historical_monthly_capacity_factors WHERE generation_plant_id = 1157631044 AND hydro_simple_scenario_id = 1;
INSERT INTO switch.hydro_historical_monthly_capacity_factors (hydro_simple_scenario_id, generation_plant_id, year, month, hydro_min_flow_mw, hydro_avg_flow_mw) SELECT 21 as hydro_simple_scenario_id, 157972 as generation_plant_id, 2016 as year, month, hydro_min_flow_mw, hydro_avg_flow_mw FROM switch.hydro_historical_monthly_capacity_factors WHERE generation_plant_id = 1157631045 AND hydro_simple_scenario_id = 1;
INSERT INTO switch.hydro_historical_monthly_capacity_factors (hydro_simple_scenario_id, generation_plant_id, year, month, hydro_min_flow_mw, hydro_avg_flow_mw) SELECT 21 as hydro_simple_scenario_id, 157970 as generation_plant_id, 2016 as year, month, hydro_min_flow_mw, hydro_avg_flow_mw FROM switch.hydro_historical_monthly_capacity_factors WHERE generation_plant_id = 1157631043 AND hydro_simple_scenario_id = 1;
INSERT INTO switch.hydro_historical_monthly_capacity_factors (hydro_simple_scenario_id, generation_plant_id, year, month, hydro_min_flow_mw, hydro_avg_flow_mw) SELECT 21 as hydro_simple_scenario_id, 157945 as generation_plant_id, 2016 as year, month, hydro_min_flow_mw, hydro_avg_flow_mw FROM switch.hydro_historical_monthly_capacity_factors WHERE generation_plant_id = 1157631018 AND hydro_simple_scenario_id = 1;
INSERT INTO switch.hydro_historical_monthly_capacity_factors (hydro_simple_scenario_id, generation_plant_id, year, month, hydro_min_flow_mw, hydro_avg_flow_mw) SELECT 21 as hydro_simple_scenario_id, 157825 as generation_plant_id, 2016 as year, month, hydro_min_flow_mw, hydro_avg_flow_mw FROM switch.hydro_historical_monthly_capacity_factors WHERE generation_plant_id = 5000809 AND hydro_simple_scenario_id = 1;
INSERT INTO switch.hydro_historical_monthly_capacity_factors (hydro_simple_scenario_id, generation_plant_id, year, month, hydro_min_flow_mw, hydro_avg_flow_mw) SELECT 21 as hydro_simple_scenario_id, 157826 as generation_plant_id, 2016 as year, month, hydro_min_flow_mw, hydro_avg_flow_mw FROM switch.hydro_historical_monthly_capacity_factors WHERE generation_plant_id = 5000810 AND hydro_simple_scenario_id = 1;
INSERT INTO switch.hydro_historical_monthly_capacity_factors (hydro_simple_scenario_id, generation_plant_id, year, month, hydro_min_flow_mw, hydro_avg_flow_mw) SELECT 21 as hydro_simple_scenario_id, 157827 as generation_plant_id, 2016 as year, month, hydro_min_flow_mw, hydro_avg_flow_mw FROM switch.hydro_historical_monthly_capacity_factors WHERE generation_plant_id = 5000811 AND hydro_simple_scenario_id = 1;
INSERT INTO switch.hydro_historical_monthly_capacity_factors (hydro_simple_scenario_id, generation_plant_id, year, month, hydro_min_flow_mw, hydro_avg_flow_mw) SELECT 21 as hydro_simple_scenario_id, 157852 as generation_plant_id, 2016 as year, month, hydro_min_flow_mw, hydro_avg_flow_mw FROM switch.hydro_historical_monthly_capacity_factors WHERE generation_plant_id = 5000836 AND hydro_simple_scenario_id = 1;
INSERT INTO switch.hydro_historical_monthly_capacity_factors (hydro_simple_scenario_id, generation_plant_id, year, month, hydro_min_flow_mw, hydro_avg_flow_mw) SELECT 21 as hydro_simple_scenario_id, 157853 as generation_plant_id, 2016 as year, month, hydro_min_flow_mw, hydro_avg_flow_mw FROM switch.hydro_historical_monthly_capacity_factors WHERE generation_plant_id = 5000837 AND hydro_simple_scenario_id = 1;
INSERT INTO switch.hydro_historical_monthly_capacity_factors (hydro_simple_scenario_id, generation_plant_id, year, month, hydro_min_flow_mw, hydro_avg_flow_mw) SELECT 21 as hydro_simple_scenario_id, 157828 as generation_plant_id, 2016 as year, month, hydro_min_flow_mw, hydro_avg_flow_mw FROM switch.hydro_historical_monthly_capacity_factors WHERE generation_plant_id = 5000812 AND hydro_simple_scenario_id = 1;
INSERT INTO switch.hydro_historical_monthly_capacity_factors (hydro_simple_scenario_id, generation_plant_id, year, month, hydro_min_flow_mw, hydro_avg_flow_mw) SELECT 21 as hydro_simple_scenario_id, 157829 as generation_plant_id, 2016 as year, month, hydro_min_flow_mw, hydro_avg_flow_mw FROM switch.hydro_historical_monthly_capacity_factors WHERE generation_plant_id = 5000813 AND hydro_simple_scenario_id = 1;
INSERT INTO switch.hydro_historical_monthly_capacity_factors (hydro_simple_scenario_id, generation_plant_id, year, month, hydro_min_flow_mw, hydro_avg_flow_mw) SELECT 21 as hydro_simple_scenario_id, 157854 as generation_plant_id, 2016 as year, month, hydro_min_flow_mw, hydro_avg_flow_mw FROM switch.hydro_historical_monthly_capacity_factors WHERE generation_plant_id = 5000838 AND hydro_simple_scenario_id = 1;
INSERT INTO switch.hydro_historical_monthly_capacity_factors (hydro_simple_scenario_id, generation_plant_id, year, month, hydro_min_flow_mw, hydro_avg_flow_mw) SELECT 21 as hydro_simple_scenario_id, 157855 as generation_plant_id, 2016 as year, month, hydro_min_flow_mw, hydro_avg_flow_mw FROM switch.hydro_historical_monthly_capacity_factors WHERE generation_plant_id = 5000839 AND hydro_simple_scenario_id = 1;
INSERT INTO switch.hydro_historical_monthly_capacity_factors (hydro_simple_scenario_id, generation_plant_id, year, month, hydro_min_flow_mw, hydro_avg_flow_mw) SELECT 21 as hydro_simple_scenario_id, 157856 as generation_plant_id, 2016 as year, month, hydro_min_flow_mw, hydro_avg_flow_mw FROM switch.hydro_historical_monthly_capacity_factors WHERE generation_plant_id = 5000840 AND hydro_simple_scenario_id = 1;
INSERT INTO switch.hydro_historical_monthly_capacity_factors (hydro_simple_scenario_id, generation_plant_id, year, month, hydro_min_flow_mw, hydro_avg_flow_mw) SELECT 21 as hydro_simple_scenario_id, 157857 as generation_plant_id, 2016 as year, month, hydro_min_flow_mw, hydro_avg_flow_mw FROM switch.hydro_historical_monthly_capacity_factors WHERE generation_plant_id = 5000841 AND hydro_simple_scenario_id = 1;
INSERT INTO switch.hydro_historical_monthly_capacity_factors (hydro_simple_scenario_id, generation_plant_id, year, month, hydro_min_flow_mw, hydro_avg_flow_mw) SELECT 21 as hydro_simple_scenario_id, 157858 as generation_plant_id, 2016 as year, month, hydro_min_flow_mw, hydro_avg_flow_mw FROM switch.hydro_historical_monthly_capacity_factors WHERE generation_plant_id = 5000842 AND hydro_simple_scenario_id = 1;
INSERT INTO switch.hydro_historical_monthly_capacity_factors (hydro_simple_scenario_id, generation_plant_id, year, month, hydro_min_flow_mw, hydro_avg_flow_mw) SELECT 21 as hydro_simple_scenario_id, 158046 as generation_plant_id, 2016 as year, month, hydro_min_flow_mw, hydro_avg_flow_mw FROM switch.hydro_historical_monthly_capacity_factors WHERE generation_plant_id = 1157631119 AND hydro_simple_scenario_id = 1;
INSERT INTO switch.hydro_historical_monthly_capacity_factors (hydro_simple_scenario_id, generation_plant_id, year, month, hydro_min_flow_mw, hydro_avg_flow_mw) SELECT 21 as hydro_simple_scenario_id, 158047 as generation_plant_id, 2016 as year, month, hydro_min_flow_mw, hydro_avg_flow_mw FROM switch.hydro_historical_monthly_capacity_factors WHERE generation_plant_id = 1157631120 AND hydro_simple_scenario_id = 1;
INSERT INTO switch.hydro_historical_monthly_capacity_factors (hydro_simple_scenario_id, generation_plant_id, year, month, hydro_min_flow_mw, hydro_avg_flow_mw) SELECT 21 as hydro_simple_scenario_id, 158048 as generation_plant_id, 2016 as year, month, hydro_min_flow_mw, hydro_avg_flow_mw FROM switch.hydro_historical_monthly_capacity_factors WHERE generation_plant_id = 1157631121 AND hydro_simple_scenario_id = 1;
INSERT INTO switch.hydro_historical_monthly_capacity_factors (hydro_simple_scenario_id, generation_plant_id, year, month, hydro_min_flow_mw, hydro_avg_flow_mw) SELECT 21 as hydro_simple_scenario_id, 158049 as generation_plant_id, 2016 as year, month, hydro_min_flow_mw, hydro_avg_flow_mw FROM switch.hydro_historical_monthly_capacity_factors WHERE generation_plant_id = 1157631122 AND hydro_simple_scenario_id = 1;
INSERT INTO switch.hydro_historical_monthly_capacity_factors (hydro_simple_scenario_id, generation_plant_id, year, month, hydro_min_flow_mw, hydro_avg_flow_mw) SELECT 21 as hydro_simple_scenario_id, 158050 as generation_plant_id, 2016 as year, month, hydro_min_flow_mw, hydro_avg_flow_mw FROM switch.hydro_historical_monthly_capacity_factors WHERE generation_plant_id = 1157631123 AND hydro_simple_scenario_id = 1;
INSERT INTO switch.hydro_historical_monthly_capacity_factors (hydro_simple_scenario_id, generation_plant_id, year, month, hydro_min_flow_mw, hydro_avg_flow_mw) SELECT 21 as hydro_simple_scenario_id, 158051 as generation_plant_id, 2016 as year, month, hydro_min_flow_mw, hydro_avg_flow_mw FROM switch.hydro_historical_monthly_capacity_factors WHERE generation_plant_id = 1157631124 AND hydro_simple_scenario_id = 1;
INSERT INTO switch.hydro_historical_monthly_capacity_factors (hydro_simple_scenario_id, generation_plant_id, year, month, hydro_min_flow_mw, hydro_avg_flow_mw) SELECT 21 as hydro_simple_scenario_id, 157859 as generation_plant_id, 2016 as year, month, hydro_min_flow_mw, hydro_avg_flow_mw FROM switch.hydro_historical_monthly_capacity_factors WHERE generation_plant_id = 5000843 AND hydro_simple_scenario_id = 1;
INSERT INTO switch.hydro_historical_monthly_capacity_factors (hydro_simple_scenario_id, generation_plant_id, year, month, hydro_min_flow_mw, hydro_avg_flow_mw) SELECT 21 as hydro_simple_scenario_id, 157860 as generation_plant_id, 2016 as year, month, hydro_min_flow_mw, hydro_avg_flow_mw FROM switch.hydro_historical_monthly_capacity_factors WHERE generation_plant_id = 5000844 AND hydro_simple_scenario_id = 1;
INSERT INTO switch.hydro_historical_monthly_capacity_factors (hydro_simple_scenario_id, generation_plant_id, year, month, hydro_min_flow_mw, hydro_avg_flow_mw) SELECT 21 as hydro_simple_scenario_id, 157940 as generation_plant_id, 2016 as year, month, hydro_min_flow_mw, hydro_avg_flow_mw FROM switch.hydro_historical_monthly_capacity_factors WHERE generation_plant_id = 1157631013 AND hydro_simple_scenario_id = 1;
INSERT INTO switch.hydro_historical_monthly_capacity_factors (hydro_simple_scenario_id, generation_plant_id, year, month, hydro_min_flow_mw, hydro_avg_flow_mw) SELECT 21 as hydro_simple_scenario_id, 157978 as generation_plant_id, 2016 as year, month, hydro_min_flow_mw, hydro_avg_flow_mw FROM switch.hydro_historical_monthly_capacity_factors WHERE generation_plant_id = 1157631051 AND hydro_simple_scenario_id = 1;
INSERT INTO switch.hydro_historical_monthly_capacity_factors (hydro_simple_scenario_id, generation_plant_id, year, month, hydro_min_flow_mw, hydro_avg_flow_mw) SELECT 21 as hydro_simple_scenario_id, 157861 as generation_plant_id, 2016 as year, month, hydro_min_flow_mw, hydro_avg_flow_mw FROM switch.hydro_historical_monthly_capacity_factors WHERE generation_plant_id = 5000845 AND hydro_simple_scenario_id = 1;
INSERT INTO switch.hydro_historical_monthly_capacity_factors (hydro_simple_scenario_id, generation_plant_id, year, month, hydro_min_flow_mw, hydro_avg_flow_mw) SELECT 21 as hydro_simple_scenario_id, 158018 as generation_plant_id, 2016 as year, month, hydro_min_flow_mw, hydro_avg_flow_mw FROM switch.hydro_historical_monthly_capacity_factors WHERE generation_plant_id = 1157631091 AND hydro_simple_scenario_id = 1;
INSERT INTO switch.hydro_historical_monthly_capacity_factors (hydro_simple_scenario_id, generation_plant_id, year, month, hydro_min_flow_mw, hydro_avg_flow_mw) SELECT 21 as hydro_simple_scenario_id, 158019 as generation_plant_id, 2016 as year, month, hydro_min_flow_mw, hydro_avg_flow_mw FROM switch.hydro_historical_monthly_capacity_factors WHERE generation_plant_id = 1157631092 AND hydro_simple_scenario_id = 1;
INSERT INTO switch.hydro_historical_monthly_capacity_factors (hydro_simple_scenario_id, generation_plant_id, year, month, hydro_min_flow_mw, hydro_avg_flow_mw) SELECT 21 as hydro_simple_scenario_id, 157830 as generation_plant_id, 2016 as year, month, hydro_min_flow_mw, hydro_avg_flow_mw FROM switch.hydro_historical_monthly_capacity_factors WHERE generation_plant_id = 5000814 AND hydro_simple_scenario_id = 1;
INSERT INTO switch.hydro_historical_monthly_capacity_factors (hydro_simple_scenario_id, generation_plant_id, year, month, hydro_min_flow_mw, hydro_avg_flow_mw) SELECT 21 as hydro_simple_scenario_id, 157958 as generation_plant_id, 2016 as year, month, hydro_min_flow_mw, hydro_avg_flow_mw FROM switch.hydro_historical_monthly_capacity_factors WHERE generation_plant_id = 1157631031 AND hydro_simple_scenario_id = 1;
INSERT INTO switch.hydro_historical_monthly_capacity_factors (hydro_simple_scenario_id, generation_plant_id, year, month, hydro_min_flow_mw, hydro_avg_flow_mw) SELECT 21 as hydro_simple_scenario_id, 157950 as generation_plant_id, 2016 as year, month, hydro_min_flow_mw, hydro_avg_flow_mw FROM switch.hydro_historical_monthly_capacity_factors WHERE generation_plant_id = 1157631023 AND hydro_simple_scenario_id = 1;
INSERT INTO switch.hydro_historical_monthly_capacity_factors (hydro_simple_scenario_id, generation_plant_id, year, month, hydro_min_flow_mw, hydro_avg_flow_mw) SELECT 21 as hydro_simple_scenario_id, 157941 as generation_plant_id, 2016 as year, month, hydro_min_flow_mw, hydro_avg_flow_mw FROM switch.hydro_historical_monthly_capacity_factors WHERE generation_plant_id = 1157631014 AND hydro_simple_scenario_id = 1;
INSERT INTO switch.hydro_historical_monthly_capacity_factors (hydro_simple_scenario_id, generation_plant_id, year, month, hydro_min_flow_mw, hydro_avg_flow_mw) SELECT 21 as hydro_simple_scenario_id, 158031 as generation_plant_id, 2016 as year, month, hydro_min_flow_mw, hydro_avg_flow_mw FROM switch.hydro_historical_monthly_capacity_factors WHERE generation_plant_id = 1157631104 AND hydro_simple_scenario_id = 1;
INSERT INTO switch.hydro_historical_monthly_capacity_factors (hydro_simple_scenario_id, generation_plant_id, year, month, hydro_min_flow_mw, hydro_avg_flow_mw) SELECT 21 as hydro_simple_scenario_id, 158028 as generation_plant_id, 2016 as year, month, hydro_min_flow_mw, hydro_avg_flow_mw FROM switch.hydro_historical_monthly_capacity_factors WHERE generation_plant_id = 1157631101 AND hydro_simple_scenario_id = 1;
INSERT INTO switch.hydro_historical_monthly_capacity_factors (hydro_simple_scenario_id, generation_plant_id, year, month, hydro_min_flow_mw, hydro_avg_flow_mw) SELECT 21 as hydro_simple_scenario_id, 158029 as generation_plant_id, 2016 as year, month, hydro_min_flow_mw, hydro_avg_flow_mw FROM switch.hydro_historical_monthly_capacity_factors WHERE generation_plant_id = 1157631102 AND hydro_simple_scenario_id = 1;
INSERT INTO switch.hydro_historical_monthly_capacity_factors (hydro_simple_scenario_id, generation_plant_id, year, month, hydro_min_flow_mw, hydro_avg_flow_mw) SELECT 21 as hydro_simple_scenario_id, 158030 as generation_plant_id, 2016 as year, month, hydro_min_flow_mw, hydro_avg_flow_mw FROM switch.hydro_historical_monthly_capacity_factors WHERE generation_plant_id = 1157631103 AND hydro_simple_scenario_id = 1;
INSERT INTO switch.hydro_historical_monthly_capacity_factors (hydro_simple_scenario_id, generation_plant_id, year, month, hydro_min_flow_mw, hydro_avg_flow_mw) SELECT 21 as hydro_simple_scenario_id, 158034 as generation_plant_id, 2016 as year, month, hydro_min_flow_mw, hydro_avg_flow_mw FROM switch.hydro_historical_monthly_capacity_factors WHERE generation_plant_id = 1157631107 AND hydro_simple_scenario_id = 1;
INSERT INTO switch.hydro_historical_monthly_capacity_factors (hydro_simple_scenario_id, generation_plant_id, year, month, hydro_min_flow_mw, hydro_avg_flow_mw) SELECT 21 as hydro_simple_scenario_id, 158036 as generation_plant_id, 2016 as year, month, hydro_min_flow_mw, hydro_avg_flow_mw FROM switch.hydro_historical_monthly_capacity_factors WHERE generation_plant_id = 1157631109 AND hydro_simple_scenario_id = 1;
INSERT INTO switch.hydro_historical_monthly_capacity_factors (hydro_simple_scenario_id, generation_plant_id, year, month, hydro_min_flow_mw, hydro_avg_flow_mw) SELECT 21 as hydro_simple_scenario_id, 158037 as generation_plant_id, 2016 as year, month, hydro_min_flow_mw, hydro_avg_flow_mw FROM switch.hydro_historical_monthly_capacity_factors WHERE generation_plant_id = 1157631110 AND hydro_simple_scenario_id = 1;
INSERT INTO switch.hydro_historical_monthly_capacity_factors (hydro_simple_scenario_id, generation_plant_id, year, month, hydro_min_flow_mw, hydro_avg_flow_mw) SELECT 21 as hydro_simple_scenario_id, 158039 as generation_plant_id, 2016 as year, month, hydro_min_flow_mw, hydro_avg_flow_mw FROM switch.hydro_historical_monthly_capacity_factors WHERE generation_plant_id = 1157631112 AND hydro_simple_scenario_id = 1;
INSERT INTO switch.hydro_historical_monthly_capacity_factors (hydro_simple_scenario_id, generation_plant_id, year, month, hydro_min_flow_mw, hydro_avg_flow_mw) SELECT 21 as hydro_simple_scenario_id, 158038 as generation_plant_id, 2016 as year, month, hydro_min_flow_mw, hydro_avg_flow_mw FROM switch.hydro_historical_monthly_capacity_factors WHERE generation_plant_id = 1157631111 AND hydro_simple_scenario_id = 1;
INSERT INTO switch.hydro_historical_monthly_capacity_factors (hydro_simple_scenario_id, generation_plant_id, year, month, hydro_min_flow_mw, hydro_avg_flow_mw) SELECT 21 as hydro_simple_scenario_id, 158027 as generation_plant_id, 2016 as year, month, hydro_min_flow_mw, hydro_avg_flow_mw FROM switch.hydro_historical_monthly_capacity_factors WHERE generation_plant_id = 1157631100 AND hydro_simple_scenario_id = 1;
INSERT INTO switch.hydro_historical_monthly_capacity_factors (hydro_simple_scenario_id, generation_plant_id, year, month, hydro_min_flow_mw, hydro_avg_flow_mw) SELECT 21 as hydro_simple_scenario_id, 158035 as generation_plant_id, 2016 as year, month, hydro_min_flow_mw, hydro_avg_flow_mw FROM switch.hydro_historical_monthly_capacity_factors WHERE generation_plant_id = 1157631108 AND hydro_simple_scenario_id = 1;
INSERT INTO switch.hydro_historical_monthly_capacity_factors (hydro_simple_scenario_id, generation_plant_id, year, month, hydro_min_flow_mw, hydro_avg_flow_mw) SELECT 21 as hydro_simple_scenario_id, 158033 as generation_plant_id, 2016 as year, month, hydro_min_flow_mw, hydro_avg_flow_mw FROM switch.hydro_historical_monthly_capacity_factors WHERE generation_plant_id = 1157631106 AND hydro_simple_scenario_id = 1;
INSERT INTO switch.hydro_historical_monthly_capacity_factors (hydro_simple_scenario_id, generation_plant_id, year, month, hydro_min_flow_mw, hydro_avg_flow_mw) SELECT 21 as hydro_simple_scenario_id, 158032 as generation_plant_id, 2016 as year, month, hydro_min_flow_mw, hydro_avg_flow_mw FROM switch.hydro_historical_monthly_capacity_factors WHERE generation_plant_id = 1157631105 AND hydro_simple_scenario_id = 1;
INSERT INTO switch.hydro_historical_monthly_capacity_factors (hydro_simple_scenario_id, generation_plant_id, year, month, hydro_min_flow_mw, hydro_avg_flow_mw) SELECT 21 as hydro_simple_scenario_id, 157862 as generation_plant_id, 2016 as year, month, hydro_min_flow_mw, hydro_avg_flow_mw FROM switch.hydro_historical_monthly_capacity_factors WHERE generation_plant_id = 5000846 AND hydro_simple_scenario_id = 1;
INSERT INTO switch.hydro_historical_monthly_capacity_factors (hydro_simple_scenario_id, generation_plant_id, year, month, hydro_min_flow_mw, hydro_avg_flow_mw) SELECT 21 as hydro_simple_scenario_id, 157831 as generation_plant_id, 2016 as year, month, hydro_min_flow_mw, hydro_avg_flow_mw FROM switch.hydro_historical_monthly_capacity_factors WHERE generation_plant_id = 5000815 AND hydro_simple_scenario_id = 1;
INSERT INTO switch.hydro_historical_monthly_capacity_factors (hydro_simple_scenario_id, generation_plant_id, year, month, hydro_min_flow_mw, hydro_avg_flow_mw) SELECT 21 as hydro_simple_scenario_id, 157863 as generation_plant_id, 2016 as year, month, hydro_min_flow_mw, hydro_avg_flow_mw FROM switch.hydro_historical_monthly_capacity_factors WHERE generation_plant_id = 5000847 AND hydro_simple_scenario_id = 1;
INSERT INTO switch.hydro_historical_monthly_capacity_factors (hydro_simple_scenario_id, generation_plant_id, year, month, hydro_min_flow_mw, hydro_avg_flow_mw) SELECT 21 as hydro_simple_scenario_id, 157864 as generation_plant_id, 2016 as year, month, hydro_min_flow_mw, hydro_avg_flow_mw FROM switch.hydro_historical_monthly_capacity_factors WHERE generation_plant_id = 5000848 AND hydro_simple_scenario_id = 1;
INSERT INTO switch.hydro_historical_monthly_capacity_factors (hydro_simple_scenario_id, generation_plant_id, year, month, hydro_min_flow_mw, hydro_avg_flow_mw) SELECT 21 as hydro_simple_scenario_id, 157865 as generation_plant_id, 2016 as year, month, hydro_min_flow_mw, hydro_avg_flow_mw FROM switch.hydro_historical_monthly_capacity_factors WHERE generation_plant_id = 5000849 AND hydro_simple_scenario_id = 1;
INSERT INTO switch.hydro_historical_monthly_capacity_factors (hydro_simple_scenario_id, generation_plant_id, year, month, hydro_min_flow_mw, hydro_avg_flow_mw) SELECT 21 as hydro_simple_scenario_id, 157866 as generation_plant_id, 2016 as year, month, hydro_min_flow_mw, hydro_avg_flow_mw FROM switch.hydro_historical_monthly_capacity_factors WHERE generation_plant_id = 5000850 AND hydro_simple_scenario_id = 1;
INSERT INTO switch.hydro_historical_monthly_capacity_factors (hydro_simple_scenario_id, generation_plant_id, year, month, hydro_min_flow_mw, hydro_avg_flow_mw) SELECT 21 as hydro_simple_scenario_id, 157993 as generation_plant_id, 2016 as year, month, hydro_min_flow_mw, hydro_avg_flow_mw FROM switch.hydro_historical_monthly_capacity_factors WHERE generation_plant_id = 1157631066 AND hydro_simple_scenario_id = 1;
INSERT INTO switch.hydro_historical_monthly_capacity_factors (hydro_simple_scenario_id, generation_plant_id, year, month, hydro_min_flow_mw, hydro_avg_flow_mw) SELECT 21 as hydro_simple_scenario_id, 157995 as generation_plant_id, 2016 as year, month, hydro_min_flow_mw, hydro_avg_flow_mw FROM switch.hydro_historical_monthly_capacity_factors WHERE generation_plant_id = 1157631068 AND hydro_simple_scenario_id = 1;
INSERT INTO switch.hydro_historical_monthly_capacity_factors (hydro_simple_scenario_id, generation_plant_id, year, month, hydro_min_flow_mw, hydro_avg_flow_mw) SELECT 21 as hydro_simple_scenario_id, 157867 as generation_plant_id, 2016 as year, month, hydro_min_flow_mw, hydro_avg_flow_mw FROM switch.hydro_historical_monthly_capacity_factors WHERE generation_plant_id = 5000851 AND hydro_simple_scenario_id = 1;
INSERT INTO switch.hydro_historical_monthly_capacity_factors (hydro_simple_scenario_id, generation_plant_id, year, month, hydro_min_flow_mw, hydro_avg_flow_mw) SELECT 21 as hydro_simple_scenario_id, 158006 as generation_plant_id, 2016 as year, month, hydro_min_flow_mw, hydro_avg_flow_mw FROM switch.hydro_historical_monthly_capacity_factors WHERE generation_plant_id = 1157631079 AND hydro_simple_scenario_id = 1;
INSERT INTO switch.hydro_historical_monthly_capacity_factors (hydro_simple_scenario_id, generation_plant_id, year, month, hydro_min_flow_mw, hydro_avg_flow_mw) SELECT 21 as hydro_simple_scenario_id, 157868 as generation_plant_id, 2016 as year, month, hydro_min_flow_mw, hydro_avg_flow_mw FROM switch.hydro_historical_monthly_capacity_factors WHERE generation_plant_id = 5000852 AND hydro_simple_scenario_id = 1;
INSERT INTO switch.hydro_historical_monthly_capacity_factors (hydro_simple_scenario_id, generation_plant_id, year, month, hydro_min_flow_mw, hydro_avg_flow_mw) SELECT 21 as hydro_simple_scenario_id, 157832 as generation_plant_id, 2016 as year, month, hydro_min_flow_mw, hydro_avg_flow_mw FROM switch.hydro_historical_monthly_capacity_factors WHERE generation_plant_id = 5000816 AND hydro_simple_scenario_id = 1;
INSERT INTO switch.hydro_historical_monthly_capacity_factors (hydro_simple_scenario_id, generation_plant_id, year, month, hydro_min_flow_mw, hydro_avg_flow_mw) SELECT 21 as hydro_simple_scenario_id, 157869 as generation_plant_id, 2016 as year, month, hydro_min_flow_mw, hydro_avg_flow_mw FROM switch.hydro_historical_monthly_capacity_factors WHERE generation_plant_id = 5000853 AND hydro_simple_scenario_id = 1;
INSERT INTO switch.hydro_historical_monthly_capacity_factors (hydro_simple_scenario_id, generation_plant_id, year, month, hydro_min_flow_mw, hydro_avg_flow_mw) SELECT 21 as hydro_simple_scenario_id, 157870 as generation_plant_id, 2016 as year, month, hydro_min_flow_mw, hydro_avg_flow_mw FROM switch.hydro_historical_monthly_capacity_factors WHERE generation_plant_id = 5000854 AND hydro_simple_scenario_id = 1;
INSERT INTO switch.hydro_historical_monthly_capacity_factors (hydro_simple_scenario_id, generation_plant_id, year, month, hydro_min_flow_mw, hydro_avg_flow_mw) SELECT 21 as hydro_simple_scenario_id, 157957 as generation_plant_id, 2016 as year, month, hydro_min_flow_mw, hydro_avg_flow_mw FROM switch.hydro_historical_monthly_capacity_factors WHERE generation_plant_id = 1157631030 AND hydro_simple_scenario_id = 1;
INSERT INTO switch.hydro_historical_monthly_capacity_factors (hydro_simple_scenario_id, generation_plant_id, year, month, hydro_min_flow_mw, hydro_avg_flow_mw) SELECT 21 as hydro_simple_scenario_id, 157954 as generation_plant_id, 2016 as year, month, hydro_min_flow_mw, hydro_avg_flow_mw FROM switch.hydro_historical_monthly_capacity_factors WHERE generation_plant_id = 1157631027 AND hydro_simple_scenario_id = 1;
INSERT INTO switch.hydro_historical_monthly_capacity_factors (hydro_simple_scenario_id, generation_plant_id, year, month, hydro_min_flow_mw, hydro_avg_flow_mw) SELECT 21 as hydro_simple_scenario_id, 157953 as generation_plant_id, 2016 as year, month, hydro_min_flow_mw, hydro_avg_flow_mw FROM switch.hydro_historical_monthly_capacity_factors WHERE generation_plant_id = 1157631026 AND hydro_simple_scenario_id = 1;
INSERT INTO switch.hydro_historical_monthly_capacity_factors (hydro_simple_scenario_id, generation_plant_id, year, month, hydro_min_flow_mw, hydro_avg_flow_mw) SELECT 21 as hydro_simple_scenario_id, 157871 as generation_plant_id, 2016 as year, month, hydro_min_flow_mw, hydro_avg_flow_mw FROM switch.hydro_historical_monthly_capacity_factors WHERE generation_plant_id = 5000855 AND hydro_simple_scenario_id = 1;
INSERT INTO switch.hydro_historical_monthly_capacity_factors (hydro_simple_scenario_id, generation_plant_id, year, month, hydro_min_flow_mw, hydro_avg_flow_mw) SELECT 21 as hydro_simple_scenario_id, 157872 as generation_plant_id, 2016 as year, month, hydro_min_flow_mw, hydro_avg_flow_mw FROM switch.hydro_historical_monthly_capacity_factors WHERE generation_plant_id = 5000856 AND hydro_simple_scenario_id = 1;
INSERT INTO switch.hydro_historical_monthly_capacity_factors (hydro_simple_scenario_id, generation_plant_id, year, month, hydro_min_flow_mw, hydro_avg_flow_mw) SELECT 21 as hydro_simple_scenario_id, 157873 as generation_plant_id, 2016 as year, month, hydro_min_flow_mw, hydro_avg_flow_mw FROM switch.hydro_historical_monthly_capacity_factors WHERE generation_plant_id = 5000857 AND hydro_simple_scenario_id = 1;
INSERT INTO switch.hydro_historical_monthly_capacity_factors (hydro_simple_scenario_id, generation_plant_id, year, month, hydro_min_flow_mw, hydro_avg_flow_mw) SELECT 21 as hydro_simple_scenario_id, 158045 as generation_plant_id, 2016 as year, month, hydro_min_flow_mw, hydro_avg_flow_mw FROM switch.hydro_historical_monthly_capacity_factors WHERE generation_plant_id = 1157631118 AND hydro_simple_scenario_id = 1;
INSERT INTO switch.hydro_historical_monthly_capacity_factors (hydro_simple_scenario_id, generation_plant_id, year, month, hydro_min_flow_mw, hydro_avg_flow_mw) SELECT 21 as hydro_simple_scenario_id, 157992 as generation_plant_id, 2016 as year, month, hydro_min_flow_mw, hydro_avg_flow_mw FROM switch.hydro_historical_monthly_capacity_factors WHERE generation_plant_id = 1157631065 AND hydro_simple_scenario_id = 1;
INSERT INTO switch.hydro_historical_monthly_capacity_factors (hydro_simple_scenario_id, generation_plant_id, year, month, hydro_min_flow_mw, hydro_avg_flow_mw) SELECT 21 as hydro_simple_scenario_id, 158025 as generation_plant_id, 2016 as year, month, hydro_min_flow_mw, hydro_avg_flow_mw FROM switch.hydro_historical_monthly_capacity_factors WHERE generation_plant_id = 1157631098 AND hydro_simple_scenario_id = 1;
INSERT INTO switch.hydro_historical_monthly_capacity_factors (hydro_simple_scenario_id, generation_plant_id, year, month, hydro_min_flow_mw, hydro_avg_flow_mw) SELECT 21 as hydro_simple_scenario_id, 157994 as generation_plant_id, 2016 as year, month, hydro_min_flow_mw, hydro_avg_flow_mw FROM switch.hydro_historical_monthly_capacity_factors WHERE generation_plant_id = 1157631067 AND hydro_simple_scenario_id = 1;
INSERT INTO switch.hydro_historical_monthly_capacity_factors (hydro_simple_scenario_id, generation_plant_id, year, month, hydro_min_flow_mw, hydro_avg_flow_mw) SELECT 21 as hydro_simple_scenario_id, 157986 as generation_plant_id, 2016 as year, month, hydro_min_flow_mw, hydro_avg_flow_mw FROM switch.hydro_historical_monthly_capacity_factors WHERE generation_plant_id = 1157631059 AND hydro_simple_scenario_id = 1;
INSERT INTO switch.hydro_historical_monthly_capacity_factors (hydro_simple_scenario_id, generation_plant_id, year, month, hydro_min_flow_mw, hydro_avg_flow_mw) SELECT 21 as hydro_simple_scenario_id, 157874 as generation_plant_id, 2016 as year, month, hydro_min_flow_mw, hydro_avg_flow_mw FROM switch.hydro_historical_monthly_capacity_factors WHERE generation_plant_id = 5000858 AND hydro_simple_scenario_id = 1;
INSERT INTO switch.hydro_historical_monthly_capacity_factors (hydro_simple_scenario_id, generation_plant_id, year, month, hydro_min_flow_mw, hydro_avg_flow_mw) SELECT 21 as hydro_simple_scenario_id, 157875 as generation_plant_id, 2016 as year, month, hydro_min_flow_mw, hydro_avg_flow_mw FROM switch.hydro_historical_monthly_capacity_factors WHERE generation_plant_id = 5000859 AND hydro_simple_scenario_id = 1;
INSERT INTO switch.hydro_historical_monthly_capacity_factors (hydro_simple_scenario_id, generation_plant_id, year, month, hydro_min_flow_mw, hydro_avg_flow_mw) SELECT 21 as hydro_simple_scenario_id, 157876 as generation_plant_id, 2016 as year, month, hydro_min_flow_mw, hydro_avg_flow_mw FROM switch.hydro_historical_monthly_capacity_factors WHERE generation_plant_id = 5000860 AND hydro_simple_scenario_id = 1;
INSERT INTO switch.hydro_historical_monthly_capacity_factors (hydro_simple_scenario_id, generation_plant_id, year, month, hydro_min_flow_mw, hydro_avg_flow_mw) SELECT 21 as hydro_simple_scenario_id, 158021 as generation_plant_id, 2016 as year, month, hydro_min_flow_mw, hydro_avg_flow_mw FROM switch.hydro_historical_monthly_capacity_factors WHERE generation_plant_id = 1157631094 AND hydro_simple_scenario_id = 1;
INSERT INTO switch.hydro_historical_monthly_capacity_factors (hydro_simple_scenario_id, generation_plant_id, year, month, hydro_min_flow_mw, hydro_avg_flow_mw) SELECT 21 as hydro_simple_scenario_id, 158026 as generation_plant_id, 2016 as year, month, hydro_min_flow_mw, hydro_avg_flow_mw FROM switch.hydro_historical_monthly_capacity_factors WHERE generation_plant_id = 1157631099 AND hydro_simple_scenario_id = 1;
INSERT INTO switch.hydro_historical_monthly_capacity_factors (hydro_simple_scenario_id, generation_plant_id, year, month, hydro_min_flow_mw, hydro_avg_flow_mw) SELECT 21 as hydro_simple_scenario_id, 158022 as generation_plant_id, 2016 as year, month, hydro_min_flow_mw, hydro_avg_flow_mw FROM switch.hydro_historical_monthly_capacity_factors WHERE generation_plant_id = 1157631095 AND hydro_simple_scenario_id = 1;
INSERT INTO switch.hydro_historical_monthly_capacity_factors (hydro_simple_scenario_id, generation_plant_id, year, month, hydro_min_flow_mw, hydro_avg_flow_mw) SELECT 21 as hydro_simple_scenario_id, 157877 as generation_plant_id, 2016 as year, month, hydro_min_flow_mw, hydro_avg_flow_mw FROM switch.hydro_historical_monthly_capacity_factors WHERE generation_plant_id = 5000861 AND hydro_simple_scenario_id = 1;
INSERT INTO switch.hydro_historical_monthly_capacity_factors (hydro_simple_scenario_id, generation_plant_id, year, month, hydro_min_flow_mw, hydro_avg_flow_mw) SELECT 21 as hydro_simple_scenario_id, 157948 as generation_plant_id, 2016 as year, month, hydro_min_flow_mw, hydro_avg_flow_mw FROM switch.hydro_historical_monthly_capacity_factors WHERE generation_plant_id = 1157631021 AND hydro_simple_scenario_id = 1;
INSERT INTO switch.hydro_historical_monthly_capacity_factors (hydro_simple_scenario_id, generation_plant_id, year, month, hydro_min_flow_mw, hydro_avg_flow_mw) SELECT 21 as hydro_simple_scenario_id, 157969 as generation_plant_id, 2016 as year, month, hydro_min_flow_mw, hydro_avg_flow_mw FROM switch.hydro_historical_monthly_capacity_factors WHERE generation_plant_id = 1157631042 AND hydro_simple_scenario_id = 1;
INSERT INTO switch.hydro_historical_monthly_capacity_factors (hydro_simple_scenario_id, generation_plant_id, year, month, hydro_min_flow_mw, hydro_avg_flow_mw) SELECT 21 as hydro_simple_scenario_id, 157973 as generation_plant_id, 2016 as year, month, hydro_min_flow_mw, hydro_avg_flow_mw FROM switch.hydro_historical_monthly_capacity_factors WHERE generation_plant_id = 1157631046 AND hydro_simple_scenario_id = 1;
INSERT INTO switch.hydro_historical_monthly_capacity_factors (hydro_simple_scenario_id, generation_plant_id, year, month, hydro_min_flow_mw, hydro_avg_flow_mw) SELECT 21 as hydro_simple_scenario_id, 157979 as generation_plant_id, 2016 as year, month, hydro_min_flow_mw, hydro_avg_flow_mw FROM switch.hydro_historical_monthly_capacity_factors WHERE generation_plant_id = 1157631052 AND hydro_simple_scenario_id = 1;
INSERT INTO switch.hydro_historical_monthly_capacity_factors (hydro_simple_scenario_id, generation_plant_id, year, month, hydro_min_flow_mw, hydro_avg_flow_mw) SELECT 21 as hydro_simple_scenario_id, 157833 as generation_plant_id, 2016 as year, month, hydro_min_flow_mw, hydro_avg_flow_mw FROM switch.hydro_historical_monthly_capacity_factors WHERE generation_plant_id = 5000817 AND hydro_simple_scenario_id = 1;
INSERT INTO switch.hydro_historical_monthly_capacity_factors (hydro_simple_scenario_id, generation_plant_id, year, month, hydro_min_flow_mw, hydro_avg_flow_mw) SELECT 21 as hydro_simple_scenario_id, 157878 as generation_plant_id, 2016 as year, month, hydro_min_flow_mw, hydro_avg_flow_mw FROM switch.hydro_historical_monthly_capacity_factors WHERE generation_plant_id = 5000862 AND hydro_simple_scenario_id = 1;
INSERT INTO switch.hydro_historical_monthly_capacity_factors (hydro_simple_scenario_id, generation_plant_id, year, month, hydro_min_flow_mw, hydro_avg_flow_mw) SELECT 21 as hydro_simple_scenario_id, 157834 as generation_plant_id, 2016 as year, month, hydro_min_flow_mw, hydro_avg_flow_mw FROM switch.hydro_historical_monthly_capacity_factors WHERE generation_plant_id = 5000818 AND hydro_simple_scenario_id = 1;
INSERT INTO switch.hydro_historical_monthly_capacity_factors (hydro_simple_scenario_id, generation_plant_id, year, month, hydro_min_flow_mw, hydro_avg_flow_mw) SELECT 21 as hydro_simple_scenario_id, 158057 as generation_plant_id, 2016 as year, month, hydro_min_flow_mw, hydro_avg_flow_mw FROM switch.hydro_historical_monthly_capacity_factors WHERE generation_plant_id = 1157631130 AND hydro_simple_scenario_id = 1;
INSERT INTO switch.hydro_historical_monthly_capacity_factors (hydro_simple_scenario_id, generation_plant_id, year, month, hydro_min_flow_mw, hydro_avg_flow_mw) SELECT 21 as hydro_simple_scenario_id, 157879 as generation_plant_id, 2016 as year, month, hydro_min_flow_mw, hydro_avg_flow_mw FROM switch.hydro_historical_monthly_capacity_factors WHERE generation_plant_id = 5000863 AND hydro_simple_scenario_id = 1;
INSERT INTO switch.hydro_historical_monthly_capacity_factors (hydro_simple_scenario_id, generation_plant_id, year, month, hydro_min_flow_mw, hydro_avg_flow_mw) SELECT 21 as hydro_simple_scenario_id, 157835 as generation_plant_id, 2016 as year, month, hydro_min_flow_mw, hydro_avg_flow_mw FROM switch.hydro_historical_monthly_capacity_factors WHERE generation_plant_id = 5000819 AND hydro_simple_scenario_id = 1;
INSERT INTO switch.hydro_historical_monthly_capacity_factors (hydro_simple_scenario_id, generation_plant_id, year, month, hydro_min_flow_mw, hydro_avg_flow_mw) SELECT 21 as hydro_simple_scenario_id, 157836 as generation_plant_id, 2016 as year, month, hydro_min_flow_mw, hydro_avg_flow_mw FROM switch.hydro_historical_monthly_capacity_factors WHERE generation_plant_id = 5000820 AND hydro_simple_scenario_id = 1;
INSERT INTO switch.hydro_historical_monthly_capacity_factors (hydro_simple_scenario_id, generation_plant_id, year, month, hydro_min_flow_mw, hydro_avg_flow_mw) SELECT 21 as hydro_simple_scenario_id, 157956 as generation_plant_id, 2016 as year, month, hydro_min_flow_mw, hydro_avg_flow_mw FROM switch.hydro_historical_monthly_capacity_factors WHERE generation_plant_id = 1157631029 AND hydro_simple_scenario_id = 1;
INSERT INTO switch.hydro_historical_monthly_capacity_factors (hydro_simple_scenario_id, generation_plant_id, year, month, hydro_min_flow_mw, hydro_avg_flow_mw) SELECT 21 as hydro_simple_scenario_id, 157951 as generation_plant_id, 2016 as year, month, hydro_min_flow_mw, hydro_avg_flow_mw FROM switch.hydro_historical_monthly_capacity_factors WHERE generation_plant_id = 1157631024 AND hydro_simple_scenario_id = 1;
INSERT INTO switch.hydro_historical_monthly_capacity_factors (hydro_simple_scenario_id, generation_plant_id, year, month, hydro_min_flow_mw, hydro_avg_flow_mw) SELECT 21 as hydro_simple_scenario_id, 157880 as generation_plant_id, 2016 as year, month, hydro_min_flow_mw, hydro_avg_flow_mw FROM switch.hydro_historical_monthly_capacity_factors WHERE generation_plant_id = 5000864 AND hydro_simple_scenario_id = 1;
INSERT INTO switch.hydro_historical_monthly_capacity_factors (hydro_simple_scenario_id, generation_plant_id, year, month, hydro_min_flow_mw, hydro_avg_flow_mw) SELECT 21 as hydro_simple_scenario_id, 157881 as generation_plant_id, 2016 as year, month, hydro_min_flow_mw, hydro_avg_flow_mw FROM switch.hydro_historical_monthly_capacity_factors WHERE generation_plant_id = 5000865 AND hydro_simple_scenario_id = 1;
INSERT INTO switch.hydro_historical_monthly_capacity_factors (hydro_simple_scenario_id, generation_plant_id, year, month, hydro_min_flow_mw, hydro_avg_flow_mw) SELECT 21 as hydro_simple_scenario_id, 157837 as generation_plant_id, 2016 as year, month, hydro_min_flow_mw, hydro_avg_flow_mw FROM switch.hydro_historical_monthly_capacity_factors WHERE generation_plant_id = 5000821 AND hydro_simple_scenario_id = 1;
INSERT INTO switch.hydro_historical_monthly_capacity_factors (hydro_simple_scenario_id, generation_plant_id, year, month, hydro_min_flow_mw, hydro_avg_flow_mw) SELECT 21 as hydro_simple_scenario_id, 157882 as generation_plant_id, 2016 as year, month, hydro_min_flow_mw, hydro_avg_flow_mw FROM switch.hydro_historical_monthly_capacity_factors WHERE generation_plant_id = 5000866 AND hydro_simple_scenario_id = 1;
INSERT INTO switch.hydro_historical_monthly_capacity_factors (hydro_simple_scenario_id, generation_plant_id, year, month, hydro_min_flow_mw, hydro_avg_flow_mw) SELECT 21 as hydro_simple_scenario_id, 157968 as generation_plant_id, 2016 as year, month, hydro_min_flow_mw, hydro_avg_flow_mw FROM switch.hydro_historical_monthly_capacity_factors WHERE generation_plant_id = 1157631041 AND hydro_simple_scenario_id = 1;
INSERT INTO switch.hydro_historical_monthly_capacity_factors (hydro_simple_scenario_id, generation_plant_id, year, month, hydro_min_flow_mw, hydro_avg_flow_mw) SELECT 21 as hydro_simple_scenario_id, 157967 as generation_plant_id, 2016 as year, month, hydro_min_flow_mw, hydro_avg_flow_mw FROM switch.hydro_historical_monthly_capacity_factors WHERE generation_plant_id = 1157631040 AND hydro_simple_scenario_id = 1;
INSERT INTO switch.hydro_historical_monthly_capacity_factors (hydro_simple_scenario_id, generation_plant_id, year, month, hydro_min_flow_mw, hydro_avg_flow_mw) SELECT 21 as hydro_simple_scenario_id, 157883 as generation_plant_id, 2016 as year, month, hydro_min_flow_mw, hydro_avg_flow_mw FROM switch.hydro_historical_monthly_capacity_factors WHERE generation_plant_id = 5000867 AND hydro_simple_scenario_id = 1;
INSERT INTO switch.hydro_historical_monthly_capacity_factors (hydro_simple_scenario_id, generation_plant_id, year, month, hydro_min_flow_mw, hydro_avg_flow_mw) SELECT 21 as hydro_simple_scenario_id, 157887 as generation_plant_id, 2016 as year, month, hydro_min_flow_mw, hydro_avg_flow_mw FROM switch.hydro_historical_monthly_capacity_factors WHERE generation_plant_id = 5000871 AND hydro_simple_scenario_id = 1;
INSERT INTO switch.hydro_historical_monthly_capacity_factors (hydro_simple_scenario_id, generation_plant_id, year, month, hydro_min_flow_mw, hydro_avg_flow_mw) SELECT 21 as hydro_simple_scenario_id, 157885 as generation_plant_id, 2016 as year, month, hydro_min_flow_mw, hydro_avg_flow_mw FROM switch.hydro_historical_monthly_capacity_factors WHERE generation_plant_id = 5000869 AND hydro_simple_scenario_id = 1;
INSERT INTO switch.hydro_historical_monthly_capacity_factors (hydro_simple_scenario_id, generation_plant_id, year, month, hydro_min_flow_mw, hydro_avg_flow_mw) SELECT 21 as hydro_simple_scenario_id, 157884 as generation_plant_id, 2016 as year, month, hydro_min_flow_mw, hydro_avg_flow_mw FROM switch.hydro_historical_monthly_capacity_factors WHERE generation_plant_id = 5000868 AND hydro_simple_scenario_id = 1;
INSERT INTO switch.hydro_historical_monthly_capacity_factors (hydro_simple_scenario_id, generation_plant_id, year, month, hydro_min_flow_mw, hydro_avg_flow_mw) SELECT 21 as hydro_simple_scenario_id, 157886 as generation_plant_id, 2016 as year, month, hydro_min_flow_mw, hydro_avg_flow_mw FROM switch.hydro_historical_monthly_capacity_factors WHERE generation_plant_id = 5000870 AND hydro_simple_scenario_id = 1;
INSERT INTO switch.hydro_historical_monthly_capacity_factors (hydro_simple_scenario_id, generation_plant_id, year, month, hydro_min_flow_mw, hydro_avg_flow_mw) SELECT 21 as hydro_simple_scenario_id, 157946 as generation_plant_id, 2016 as year, month, hydro_min_flow_mw, hydro_avg_flow_mw FROM switch.hydro_historical_monthly_capacity_factors WHERE generation_plant_id = 1157631019 AND hydro_simple_scenario_id = 1;
INSERT INTO switch.hydro_historical_monthly_capacity_factors (hydro_simple_scenario_id, generation_plant_id, year, month, hydro_min_flow_mw, hydro_avg_flow_mw) SELECT 21 as hydro_simple_scenario_id, 157944 as generation_plant_id, 2016 as year, month, hydro_min_flow_mw, hydro_avg_flow_mw FROM switch.hydro_historical_monthly_capacity_factors WHERE generation_plant_id = 1157631017 AND hydro_simple_scenario_id = 1;
INSERT INTO switch.hydro_historical_monthly_capacity_factors (hydro_simple_scenario_id, generation_plant_id, year, month, hydro_min_flow_mw, hydro_avg_flow_mw) SELECT 21 as hydro_simple_scenario_id, 157888 as generation_plant_id, 2016 as year, month, hydro_min_flow_mw, hydro_avg_flow_mw FROM switch.hydro_historical_monthly_capacity_factors WHERE generation_plant_id = 5000872 AND hydro_simple_scenario_id = 1;
INSERT INTO switch.hydro_historical_monthly_capacity_factors (hydro_simple_scenario_id, generation_plant_id, year, month, hydro_min_flow_mw, hydro_avg_flow_mw) SELECT 21 as hydro_simple_scenario_id, 157889 as generation_plant_id, 2016 as year, month, hydro_min_flow_mw, hydro_avg_flow_mw FROM switch.hydro_historical_monthly_capacity_factors WHERE generation_plant_id = 5000873 AND hydro_simple_scenario_id = 1;
INSERT INTO switch.hydro_historical_monthly_capacity_factors (hydro_simple_scenario_id, generation_plant_id, year, month, hydro_min_flow_mw, hydro_avg_flow_mw) SELECT 21 as hydro_simple_scenario_id, 157991 as generation_plant_id, 2016 as year, month, hydro_min_flow_mw, hydro_avg_flow_mw FROM switch.hydro_historical_monthly_capacity_factors WHERE generation_plant_id = 1157631064 AND hydro_simple_scenario_id = 1;
INSERT INTO switch.hydro_historical_monthly_capacity_factors (hydro_simple_scenario_id, generation_plant_id, year, month, hydro_min_flow_mw, hydro_avg_flow_mw) SELECT 21 as hydro_simple_scenario_id, 158041 as generation_plant_id, 2016 as year, month, hydro_min_flow_mw, hydro_avg_flow_mw FROM switch.hydro_historical_monthly_capacity_factors WHERE generation_plant_id = 1157631114 AND hydro_simple_scenario_id = 1;
INSERT INTO switch.hydro_historical_monthly_capacity_factors (hydro_simple_scenario_id, generation_plant_id, year, month, hydro_min_flow_mw, hydro_avg_flow_mw) SELECT 21 as hydro_simple_scenario_id, 158042 as generation_plant_id, 2016 as year, month, hydro_min_flow_mw, hydro_avg_flow_mw FROM switch.hydro_historical_monthly_capacity_factors WHERE generation_plant_id = 1157631115 AND hydro_simple_scenario_id = 1;
INSERT INTO switch.hydro_historical_monthly_capacity_factors (hydro_simple_scenario_id, generation_plant_id, year, month, hydro_min_flow_mw, hydro_avg_flow_mw) SELECT 21 as hydro_simple_scenario_id, 157890 as generation_plant_id, 2016 as year, month, hydro_min_flow_mw, hydro_avg_flow_mw FROM switch.hydro_historical_monthly_capacity_factors WHERE generation_plant_id = 5000874 AND hydro_simple_scenario_id = 1;
INSERT INTO switch.hydro_historical_monthly_capacity_factors (hydro_simple_scenario_id, generation_plant_id, year, month, hydro_min_flow_mw, hydro_avg_flow_mw) SELECT 21 as hydro_simple_scenario_id, 157891 as generation_plant_id, 2016 as year, month, hydro_min_flow_mw, hydro_avg_flow_mw FROM switch.hydro_historical_monthly_capacity_factors WHERE generation_plant_id = 5000875 AND hydro_simple_scenario_id = 1;
INSERT INTO switch.hydro_historical_monthly_capacity_factors (hydro_simple_scenario_id, generation_plant_id, year, month, hydro_min_flow_mw, hydro_avg_flow_mw) SELECT 21 as hydro_simple_scenario_id, 157892 as generation_plant_id, 2016 as year, month, hydro_min_flow_mw, hydro_avg_flow_mw FROM switch.hydro_historical_monthly_capacity_factors WHERE generation_plant_id = 5000876 AND hydro_simple_scenario_id = 1;
INSERT INTO switch.hydro_historical_monthly_capacity_factors (hydro_simple_scenario_id, generation_plant_id, year, month, hydro_min_flow_mw, hydro_avg_flow_mw) SELECT 21 as hydro_simple_scenario_id, 157893 as generation_plant_id, 2016 as year, month, hydro_min_flow_mw, hydro_avg_flow_mw FROM switch.hydro_historical_monthly_capacity_factors WHERE generation_plant_id = 5000877 AND hydro_simple_scenario_id = 1;
INSERT INTO switch.hydro_historical_monthly_capacity_factors (hydro_simple_scenario_id, generation_plant_id, year, month, hydro_min_flow_mw, hydro_avg_flow_mw) SELECT 21 as hydro_simple_scenario_id, 158020 as generation_plant_id, 2016 as year, month, hydro_min_flow_mw, hydro_avg_flow_mw FROM switch.hydro_historical_monthly_capacity_factors WHERE generation_plant_id = 1157631093 AND hydro_simple_scenario_id = 1;
INSERT INTO switch.hydro_historical_monthly_capacity_factors (hydro_simple_scenario_id, generation_plant_id, year, month, hydro_min_flow_mw, hydro_avg_flow_mw) SELECT 21 as hydro_simple_scenario_id, 158024 as generation_plant_id, 2016 as year, month, hydro_min_flow_mw, hydro_avg_flow_mw FROM switch.hydro_historical_monthly_capacity_factors WHERE generation_plant_id = 1157631097 AND hydro_simple_scenario_id = 1;
INSERT INTO switch.hydro_historical_monthly_capacity_factors (hydro_simple_scenario_id, generation_plant_id, year, month, hydro_min_flow_mw, hydro_avg_flow_mw) SELECT 21 as hydro_simple_scenario_id, 158054 as generation_plant_id, 2016 as year, month, hydro_min_flow_mw, hydro_avg_flow_mw FROM switch.hydro_historical_monthly_capacity_factors WHERE generation_plant_id = 1157631127 AND hydro_simple_scenario_id = 1;
INSERT INTO switch.hydro_historical_monthly_capacity_factors (hydro_simple_scenario_id, generation_plant_id, year, month, hydro_min_flow_mw, hydro_avg_flow_mw) SELECT 21 as hydro_simple_scenario_id, 158058 as generation_plant_id, 2016 as year, month, hydro_min_flow_mw, hydro_avg_flow_mw FROM switch.hydro_historical_monthly_capacity_factors WHERE generation_plant_id = 1157631131 AND hydro_simple_scenario_id = 1;
INSERT INTO switch.hydro_historical_monthly_capacity_factors (hydro_simple_scenario_id, generation_plant_id, year, month, hydro_min_flow_mw, hydro_avg_flow_mw) SELECT 21 as hydro_simple_scenario_id, 157996 as generation_plant_id, 2016 as year, month, hydro_min_flow_mw, hydro_avg_flow_mw FROM switch.hydro_historical_monthly_capacity_factors WHERE generation_plant_id = 1157631069 AND hydro_simple_scenario_id = 1;
INSERT INTO switch.hydro_historical_monthly_capacity_factors (hydro_simple_scenario_id, generation_plant_id, year, month, hydro_min_flow_mw, hydro_avg_flow_mw) SELECT 21 as hydro_simple_scenario_id, 158001 as generation_plant_id, 2016 as year, month, hydro_min_flow_mw, hydro_avg_flow_mw FROM switch.hydro_historical_monthly_capacity_factors WHERE generation_plant_id = 1157631074 AND hydro_simple_scenario_id = 1;
INSERT INTO switch.hydro_historical_monthly_capacity_factors (hydro_simple_scenario_id, generation_plant_id, year, month, hydro_min_flow_mw, hydro_avg_flow_mw) SELECT 21 as hydro_simple_scenario_id, 157998 as generation_plant_id, 2016 as year, month, hydro_min_flow_mw, hydro_avg_flow_mw FROM switch.hydro_historical_monthly_capacity_factors WHERE generation_plant_id = 1157631071 AND hydro_simple_scenario_id = 1;
INSERT INTO switch.hydro_historical_monthly_capacity_factors (hydro_simple_scenario_id, generation_plant_id, year, month, hydro_min_flow_mw, hydro_avg_flow_mw) SELECT 21 as hydro_simple_scenario_id, 157999 as generation_plant_id, 2016 as year, month, hydro_min_flow_mw, hydro_avg_flow_mw FROM switch.hydro_historical_monthly_capacity_factors WHERE generation_plant_id = 1157631072 AND hydro_simple_scenario_id = 1;
INSERT INTO switch.hydro_historical_monthly_capacity_factors (hydro_simple_scenario_id, generation_plant_id, year, month, hydro_min_flow_mw, hydro_avg_flow_mw) SELECT 21 as hydro_simple_scenario_id, 157894 as generation_plant_id, 2016 as year, month, hydro_min_flow_mw, hydro_avg_flow_mw FROM switch.hydro_historical_monthly_capacity_factors WHERE generation_plant_id = 5000878 AND hydro_simple_scenario_id = 1;
INSERT INTO switch.hydro_historical_monthly_capacity_factors (hydro_simple_scenario_id, generation_plant_id, year, month, hydro_min_flow_mw, hydro_avg_flow_mw) SELECT 21 as hydro_simple_scenario_id, 157895 as generation_plant_id, 2016 as year, month, hydro_min_flow_mw, hydro_avg_flow_mw FROM switch.hydro_historical_monthly_capacity_factors WHERE generation_plant_id = 5000879 AND hydro_simple_scenario_id = 1;
INSERT INTO switch.hydro_historical_monthly_capacity_factors (hydro_simple_scenario_id, generation_plant_id, year, month, hydro_min_flow_mw, hydro_avg_flow_mw) SELECT 21 as hydro_simple_scenario_id, 158000 as generation_plant_id, 2016 as year, month, hydro_min_flow_mw, hydro_avg_flow_mw FROM switch.hydro_historical_monthly_capacity_factors WHERE generation_plant_id = 1157631073 AND hydro_simple_scenario_id = 1;
INSERT INTO switch.hydro_historical_monthly_capacity_factors (hydro_simple_scenario_id, generation_plant_id, year, month, hydro_min_flow_mw, hydro_avg_flow_mw) SELECT 21 as hydro_simple_scenario_id, 157896 as generation_plant_id, 2016 as year, month, hydro_min_flow_mw, hydro_avg_flow_mw FROM switch.hydro_historical_monthly_capacity_factors WHERE generation_plant_id = 5000880 AND hydro_simple_scenario_id = 1;
INSERT INTO switch.hydro_historical_monthly_capacity_factors (hydro_simple_scenario_id, generation_plant_id, year, month, hydro_min_flow_mw, hydro_avg_flow_mw) SELECT 21 as hydro_simple_scenario_id, 157897 as generation_plant_id, 2016 as year, month, hydro_min_flow_mw, hydro_avg_flow_mw FROM switch.hydro_historical_monthly_capacity_factors WHERE generation_plant_id = 5000881 AND hydro_simple_scenario_id = 1;
INSERT INTO switch.hydro_historical_monthly_capacity_factors (hydro_simple_scenario_id, generation_plant_id, year, month, hydro_min_flow_mw, hydro_avg_flow_mw) SELECT 21 as hydro_simple_scenario_id, 157983 as generation_plant_id, 2016 as year, month, hydro_min_flow_mw, hydro_avg_flow_mw FROM switch.hydro_historical_monthly_capacity_factors WHERE generation_plant_id = 1157631056 AND hydro_simple_scenario_id = 1;
INSERT INTO switch.hydro_historical_monthly_capacity_factors (hydro_simple_scenario_id, generation_plant_id, year, month, hydro_min_flow_mw, hydro_avg_flow_mw) SELECT 21 as hydro_simple_scenario_id, 157990 as generation_plant_id, 2016 as year, month, hydro_min_flow_mw, hydro_avg_flow_mw FROM switch.hydro_historical_monthly_capacity_factors WHERE generation_plant_id = 1157631063 AND hydro_simple_scenario_id = 1;
INSERT INTO switch.hydro_historical_monthly_capacity_factors (hydro_simple_scenario_id, generation_plant_id, year, month, hydro_min_flow_mw, hydro_avg_flow_mw) SELECT 21 as hydro_simple_scenario_id, 157898 as generation_plant_id, 2016 as year, month, hydro_min_flow_mw, hydro_avg_flow_mw FROM switch.hydro_historical_monthly_capacity_factors WHERE generation_plant_id = 5000882 AND hydro_simple_scenario_id = 1;
INSERT INTO switch.hydro_historical_monthly_capacity_factors (hydro_simple_scenario_id, generation_plant_id, year, month, hydro_min_flow_mw, hydro_avg_flow_mw) SELECT 21 as hydro_simple_scenario_id, 157899 as generation_plant_id, 2016 as year, month, hydro_min_flow_mw, hydro_avg_flow_mw FROM switch.hydro_historical_monthly_capacity_factors WHERE generation_plant_id = 5000883 AND hydro_simple_scenario_id = 1;
INSERT INTO switch.hydro_historical_monthly_capacity_factors (hydro_simple_scenario_id, generation_plant_id, year, month, hydro_min_flow_mw, hydro_avg_flow_mw) SELECT 21 as hydro_simple_scenario_id, 157900 as generation_plant_id, 2016 as year, month, hydro_min_flow_mw, hydro_avg_flow_mw FROM switch.hydro_historical_monthly_capacity_factors WHERE generation_plant_id = 5000884 AND hydro_simple_scenario_id = 1;
INSERT INTO switch.hydro_historical_monthly_capacity_factors (hydro_simple_scenario_id, generation_plant_id, year, month, hydro_min_flow_mw, hydro_avg_flow_mw) SELECT 21 as hydro_simple_scenario_id, 157943 as generation_plant_id, 2016 as year, month, hydro_min_flow_mw, hydro_avg_flow_mw FROM switch.hydro_historical_monthly_capacity_factors WHERE generation_plant_id = 1157631016 AND hydro_simple_scenario_id = 1;
INSERT INTO switch.hydro_historical_monthly_capacity_factors (hydro_simple_scenario_id, generation_plant_id, year, month, hydro_min_flow_mw, hydro_avg_flow_mw) SELECT 21 as hydro_simple_scenario_id, 157947 as generation_plant_id, 2016 as year, month, hydro_min_flow_mw, hydro_avg_flow_mw FROM switch.hydro_historical_monthly_capacity_factors WHERE generation_plant_id = 1157631020 AND hydro_simple_scenario_id = 1;
INSERT INTO switch.hydro_historical_monthly_capacity_factors (hydro_simple_scenario_id, generation_plant_id, year, month, hydro_min_flow_mw, hydro_avg_flow_mw) SELECT 21 as hydro_simple_scenario_id, 157988 as generation_plant_id, 2016 as year, month, hydro_min_flow_mw, hydro_avg_flow_mw FROM switch.hydro_historical_monthly_capacity_factors WHERE generation_plant_id = 1157631061 AND hydro_simple_scenario_id = 1;
INSERT INTO switch.hydro_historical_monthly_capacity_factors (hydro_simple_scenario_id, generation_plant_id, year, month, hydro_min_flow_mw, hydro_avg_flow_mw) SELECT 21 as hydro_simple_scenario_id, 157901 as generation_plant_id, 2016 as year, month, hydro_min_flow_mw, hydro_avg_flow_mw FROM switch.hydro_historical_monthly_capacity_factors WHERE generation_plant_id = 5000885 AND hydro_simple_scenario_id = 1;
INSERT INTO switch.hydro_historical_monthly_capacity_factors (hydro_simple_scenario_id, generation_plant_id, year, month, hydro_min_flow_mw, hydro_avg_flow_mw) SELECT 21 as hydro_simple_scenario_id, 157838 as generation_plant_id, 2016 as year, month, hydro_min_flow_mw, hydro_avg_flow_mw FROM switch.hydro_historical_monthly_capacity_factors WHERE generation_plant_id = 5000822 AND hydro_simple_scenario_id = 1;
INSERT INTO switch.hydro_historical_monthly_capacity_factors (hydro_simple_scenario_id, generation_plant_id, year, month, hydro_min_flow_mw, hydro_avg_flow_mw) SELECT 21 as hydro_simple_scenario_id, 157987 as generation_plant_id, 2016 as year, month, hydro_min_flow_mw, hydro_avg_flow_mw FROM switch.hydro_historical_monthly_capacity_factors WHERE generation_plant_id = 1157631060 AND hydro_simple_scenario_id = 1;
INSERT INTO switch.hydro_historical_monthly_capacity_factors (hydro_simple_scenario_id, generation_plant_id, year, month, hydro_min_flow_mw, hydro_avg_flow_mw) SELECT 21 as hydro_simple_scenario_id, 157985 as generation_plant_id, 2016 as year, month, hydro_min_flow_mw, hydro_avg_flow_mw FROM switch.hydro_historical_monthly_capacity_factors WHERE generation_plant_id = 1157631058 AND hydro_simple_scenario_id = 1;
INSERT INTO switch.hydro_historical_monthly_capacity_factors (hydro_simple_scenario_id, generation_plant_id, year, month, hydro_min_flow_mw, hydro_avg_flow_mw) SELECT 21 as hydro_simple_scenario_id, 158052 as generation_plant_id, 2016 as year, month, hydro_min_flow_mw, hydro_avg_flow_mw FROM switch.hydro_historical_monthly_capacity_factors WHERE generation_plant_id = 1157631125 AND hydro_simple_scenario_id = 1;
INSERT INTO switch.hydro_historical_monthly_capacity_factors (hydro_simple_scenario_id, generation_plant_id, year, month, hydro_min_flow_mw, hydro_avg_flow_mw) SELECT 21 as hydro_simple_scenario_id, 158053 as generation_plant_id, 2016 as year, month, hydro_min_flow_mw, hydro_avg_flow_mw FROM switch.hydro_historical_monthly_capacity_factors WHERE generation_plant_id = 1157631126 AND hydro_simple_scenario_id = 1;
INSERT INTO switch.hydro_historical_monthly_capacity_factors (hydro_simple_scenario_id, generation_plant_id, year, month, hydro_min_flow_mw, hydro_avg_flow_mw) SELECT 21 as hydro_simple_scenario_id, 158005 as generation_plant_id, 2016 as year, month, hydro_min_flow_mw, hydro_avg_flow_mw FROM switch.hydro_historical_monthly_capacity_factors WHERE generation_plant_id = 1157631078 AND hydro_simple_scenario_id = 1;
INSERT INTO switch.hydro_historical_monthly_capacity_factors (hydro_simple_scenario_id, generation_plant_id, year, month, hydro_min_flow_mw, hydro_avg_flow_mw) SELECT 21 as hydro_simple_scenario_id, 158003 as generation_plant_id, 2016 as year, month, hydro_min_flow_mw, hydro_avg_flow_mw FROM switch.hydro_historical_monthly_capacity_factors WHERE generation_plant_id = 1157631076 AND hydro_simple_scenario_id = 1;
INSERT INTO switch.hydro_historical_monthly_capacity_factors (hydro_simple_scenario_id, generation_plant_id, year, month, hydro_min_flow_mw, hydro_avg_flow_mw) SELECT 21 as hydro_simple_scenario_id, 157984 as generation_plant_id, 2016 as year, month, hydro_min_flow_mw, hydro_avg_flow_mw FROM switch.hydro_historical_monthly_capacity_factors WHERE generation_plant_id = 1157631057 AND hydro_simple_scenario_id = 1;
INSERT INTO switch.hydro_historical_monthly_capacity_factors (hydro_simple_scenario_id, generation_plant_id, year, month, hydro_min_flow_mw, hydro_avg_flow_mw) SELECT 21 as hydro_simple_scenario_id, 157902 as generation_plant_id, 2016 as year, month, hydro_min_flow_mw, hydro_avg_flow_mw FROM switch.hydro_historical_monthly_capacity_factors WHERE generation_plant_id = 5000886 AND hydro_simple_scenario_id = 1;
INSERT INTO switch.hydro_historical_monthly_capacity_factors (hydro_simple_scenario_id, generation_plant_id, year, month, hydro_min_flow_mw, hydro_avg_flow_mw) SELECT 21 as hydro_simple_scenario_id, 157903 as generation_plant_id, 2016 as year, month, hydro_min_flow_mw, hydro_avg_flow_mw FROM switch.hydro_historical_monthly_capacity_factors WHERE generation_plant_id = 5000887 AND hydro_simple_scenario_id = 1;
INSERT INTO switch.hydro_historical_monthly_capacity_factors (hydro_simple_scenario_id, generation_plant_id, year, month, hydro_min_flow_mw, hydro_avg_flow_mw) SELECT 21 as hydro_simple_scenario_id, 157955 as generation_plant_id, 2016 as year, month, hydro_min_flow_mw, hydro_avg_flow_mw FROM switch.hydro_historical_monthly_capacity_factors WHERE generation_plant_id = 1157631028 AND hydro_simple_scenario_id = 1;
INSERT INTO switch.hydro_historical_monthly_capacity_factors (hydro_simple_scenario_id, generation_plant_id, year, month, hydro_min_flow_mw, hydro_avg_flow_mw) SELECT 21 as hydro_simple_scenario_id, 157839 as generation_plant_id, 2016 as year, month, hydro_min_flow_mw, hydro_avg_flow_mw FROM switch.hydro_historical_monthly_capacity_factors WHERE generation_plant_id = 5000823 AND hydro_simple_scenario_id = 1;
INSERT INTO switch.hydro_historical_monthly_capacity_factors (hydro_simple_scenario_id, generation_plant_id, year, month, hydro_min_flow_mw, hydro_avg_flow_mw) SELECT 21 as hydro_simple_scenario_id, 157904 as generation_plant_id, 2016 as year, month, hydro_min_flow_mw, hydro_avg_flow_mw FROM switch.hydro_historical_monthly_capacity_factors WHERE generation_plant_id = 5000888 AND hydro_simple_scenario_id = 1;
INSERT INTO switch.hydro_historical_monthly_capacity_factors (hydro_simple_scenario_id, generation_plant_id, year, month, hydro_min_flow_mw, hydro_avg_flow_mw) SELECT 21 as hydro_simple_scenario_id, 158023 as generation_plant_id, 2016 as year, month, hydro_min_flow_mw, hydro_avg_flow_mw FROM switch.hydro_historical_monthly_capacity_factors WHERE generation_plant_id = 1157631096 AND hydro_simple_scenario_id = 1;
INSERT INTO switch.hydro_historical_monthly_capacity_factors (hydro_simple_scenario_id, generation_plant_id, year, month, hydro_min_flow_mw, hydro_avg_flow_mw) SELECT 21 as hydro_simple_scenario_id, 157989 as generation_plant_id, 2016 as year, month, hydro_min_flow_mw, hydro_avg_flow_mw FROM switch.hydro_historical_monthly_capacity_factors WHERE generation_plant_id = 1157631062 AND hydro_simple_scenario_id = 1;
INSERT INTO switch.hydro_historical_monthly_capacity_factors (hydro_simple_scenario_id, generation_plant_id, year, month, hydro_min_flow_mw, hydro_avg_flow_mw) SELECT 21 as hydro_simple_scenario_id, 157905 as generation_plant_id, 2016 as year, month, hydro_min_flow_mw, hydro_avg_flow_mw FROM switch.hydro_historical_monthly_capacity_factors WHERE generation_plant_id = 5000889 AND hydro_simple_scenario_id = 1;
INSERT INTO switch.hydro_historical_monthly_capacity_factors (hydro_simple_scenario_id, generation_plant_id, year, month, hydro_min_flow_mw, hydro_avg_flow_mw) SELECT 21 as hydro_simple_scenario_id, 157906 as generation_plant_id, 2016 as year, month, hydro_min_flow_mw, hydro_avg_flow_mw FROM switch.hydro_historical_monthly_capacity_factors WHERE generation_plant_id = 5000890 AND hydro_simple_scenario_id = 1;
INSERT INTO switch.hydro_historical_monthly_capacity_factors (hydro_simple_scenario_id, generation_plant_id, year, month, hydro_min_flow_mw, hydro_avg_flow_mw) SELECT 21 as hydro_simple_scenario_id, 157907 as generation_plant_id, 2016 as year, month, hydro_min_flow_mw, hydro_avg_flow_mw FROM switch.hydro_historical_monthly_capacity_factors WHERE generation_plant_id = 5000891 AND hydro_simple_scenario_id = 1;
INSERT INTO switch.hydro_historical_monthly_capacity_factors (hydro_simple_scenario_id, generation_plant_id, year, month, hydro_min_flow_mw, hydro_avg_flow_mw) SELECT 21 as hydro_simple_scenario_id, 157908 as generation_plant_id, 2016 as year, month, hydro_min_flow_mw, hydro_avg_flow_mw FROM switch.hydro_historical_monthly_capacity_factors WHERE generation_plant_id = 5000892 AND hydro_simple_scenario_id = 1;
INSERT INTO switch.hydro_historical_monthly_capacity_factors (hydro_simple_scenario_id, generation_plant_id, year, month, hydro_min_flow_mw, hydro_avg_flow_mw) SELECT 21 as hydro_simple_scenario_id, 158011 as generation_plant_id, 2016 as year, month, hydro_min_flow_mw, hydro_avg_flow_mw FROM switch.hydro_historical_monthly_capacity_factors WHERE generation_plant_id = 1157631084 AND hydro_simple_scenario_id = 1;
INSERT INTO switch.hydro_historical_monthly_capacity_factors (hydro_simple_scenario_id, generation_plant_id, year, month, hydro_min_flow_mw, hydro_avg_flow_mw) SELECT 21 as hydro_simple_scenario_id, 158013 as generation_plant_id, 2016 as year, month, hydro_min_flow_mw, hydro_avg_flow_mw FROM switch.hydro_historical_monthly_capacity_factors WHERE generation_plant_id = 1157631086 AND hydro_simple_scenario_id = 1;
INSERT INTO switch.hydro_historical_monthly_capacity_factors (hydro_simple_scenario_id, generation_plant_id, year, month, hydro_min_flow_mw, hydro_avg_flow_mw) SELECT 21 as hydro_simple_scenario_id, 157840 as generation_plant_id, 2016 as year, month, hydro_min_flow_mw, hydro_avg_flow_mw FROM switch.hydro_historical_monthly_capacity_factors WHERE generation_plant_id = 5000824 AND hydro_simple_scenario_id = 1;
INSERT INTO switch.hydro_historical_monthly_capacity_factors (hydro_simple_scenario_id, generation_plant_id, year, month, hydro_min_flow_mw, hydro_avg_flow_mw) SELECT 21 as hydro_simple_scenario_id, 158012 as generation_plant_id, 2016 as year, month, hydro_min_flow_mw, hydro_avg_flow_mw FROM switch.hydro_historical_monthly_capacity_factors WHERE generation_plant_id = 1157631085 AND hydro_simple_scenario_id = 1;
INSERT INTO switch.hydro_historical_monthly_capacity_factors (hydro_simple_scenario_id, generation_plant_id, year, month, hydro_min_flow_mw, hydro_avg_flow_mw) SELECT 21 as hydro_simple_scenario_id, 157909 as generation_plant_id, 2016 as year, month, hydro_min_flow_mw, hydro_avg_flow_mw FROM switch.hydro_historical_monthly_capacity_factors WHERE generation_plant_id = 5000893 AND hydro_simple_scenario_id = 1;
INSERT INTO switch.hydro_historical_monthly_capacity_factors (hydro_simple_scenario_id, generation_plant_id, year, month, hydro_min_flow_mw, hydro_avg_flow_mw) SELECT 21 as hydro_simple_scenario_id, 158002 as generation_plant_id, 2016 as year, month, hydro_min_flow_mw, hydro_avg_flow_mw FROM switch.hydro_historical_monthly_capacity_factors WHERE generation_plant_id = 1157631075 AND hydro_simple_scenario_id = 1;
INSERT INTO switch.hydro_historical_monthly_capacity_factors (hydro_simple_scenario_id, generation_plant_id, year, month, hydro_min_flow_mw, hydro_avg_flow_mw) SELECT 21 as hydro_simple_scenario_id, 157841 as generation_plant_id, 2016 as year, month, hydro_min_flow_mw, hydro_avg_flow_mw FROM switch.hydro_historical_monthly_capacity_factors WHERE generation_plant_id = 5000825 AND hydro_simple_scenario_id = 1;
INSERT INTO switch.hydro_historical_monthly_capacity_factors (hydro_simple_scenario_id, generation_plant_id, year, month, hydro_min_flow_mw, hydro_avg_flow_mw) SELECT 21 as hydro_simple_scenario_id, 157997 as generation_plant_id, 2016 as year, month, hydro_min_flow_mw, hydro_avg_flow_mw FROM switch.hydro_historical_monthly_capacity_factors WHERE generation_plant_id = 1157631070 AND hydro_simple_scenario_id = 1;
INSERT INTO switch.hydro_historical_monthly_capacity_factors (hydro_simple_scenario_id, generation_plant_id, year, month, hydro_min_flow_mw, hydro_avg_flow_mw) SELECT 21 as hydro_simple_scenario_id, 158004 as generation_plant_id, 2016 as year, month, hydro_min_flow_mw, hydro_avg_flow_mw FROM switch.hydro_historical_monthly_capacity_factors WHERE generation_plant_id = 1157631077 AND hydro_simple_scenario_id = 1;
INSERT INTO switch.hydro_historical_monthly_capacity_factors (hydro_simple_scenario_id, generation_plant_id, year, month, hydro_min_flow_mw, hydro_avg_flow_mw) SELECT 21 as hydro_simple_scenario_id, 157910 as generation_plant_id, 2016 as year, month, hydro_min_flow_mw, hydro_avg_flow_mw FROM switch.hydro_historical_monthly_capacity_factors WHERE generation_plant_id = 5000894 AND hydro_simple_scenario_id = 1;
INSERT INTO switch.hydro_historical_monthly_capacity_factors (hydro_simple_scenario_id, generation_plant_id, year, month, hydro_min_flow_mw, hydro_avg_flow_mw) SELECT 21 as hydro_simple_scenario_id, 157911 as generation_plant_id, 2016 as year, month, hydro_min_flow_mw, hydro_avg_flow_mw FROM switch.hydro_historical_monthly_capacity_factors WHERE generation_plant_id = 5000895 AND hydro_simple_scenario_id = 1;
INSERT INTO switch.hydro_historical_monthly_capacity_factors (hydro_simple_scenario_id, generation_plant_id, year, month, hydro_min_flow_mw, hydro_avg_flow_mw) SELECT 21 as hydro_simple_scenario_id, 157922 as generation_plant_id, 2016 as year, month, hydro_min_flow_mw, hydro_avg_flow_mw FROM switch.hydro_historical_monthly_capacity_factors WHERE generation_plant_id = 5000906 AND hydro_simple_scenario_id = 1;
INSERT INTO switch.hydro_historical_monthly_capacity_factors (hydro_simple_scenario_id, generation_plant_id, year, month, hydro_min_flow_mw, hydro_avg_flow_mw) SELECT 21 as hydro_simple_scenario_id, 157982 as generation_plant_id, 2016 as year, month, hydro_min_flow_mw, hydro_avg_flow_mw FROM switch.hydro_historical_monthly_capacity_factors WHERE generation_plant_id = 1157631055 AND hydro_simple_scenario_id = 1;
INSERT INTO switch.hydro_historical_monthly_capacity_factors (hydro_simple_scenario_id, generation_plant_id, year, month, hydro_min_flow_mw, hydro_avg_flow_mw) SELECT 21 as hydro_simple_scenario_id, 157981 as generation_plant_id, 2016 as year, month, hydro_min_flow_mw, hydro_avg_flow_mw FROM switch.hydro_historical_monthly_capacity_factors WHERE generation_plant_id = 1157631054 AND hydro_simple_scenario_id = 1;
INSERT INTO switch.hydro_historical_monthly_capacity_factors (hydro_simple_scenario_id, generation_plant_id, year, month, hydro_min_flow_mw, hydro_avg_flow_mw) SELECT 21 as hydro_simple_scenario_id, 157980 as generation_plant_id, 2016 as year, month, hydro_min_flow_mw, hydro_avg_flow_mw FROM switch.hydro_historical_monthly_capacity_factors WHERE generation_plant_id = 1157631053 AND hydro_simple_scenario_id = 1;
INSERT INTO switch.hydro_historical_monthly_capacity_factors (hydro_simple_scenario_id, generation_plant_id, year, month, hydro_min_flow_mw, hydro_avg_flow_mw) SELECT 21 as hydro_simple_scenario_id, 157942 as generation_plant_id, 2016 as year, month, hydro_min_flow_mw, hydro_avg_flow_mw FROM switch.hydro_historical_monthly_capacity_factors WHERE generation_plant_id = 1157631015 AND hydro_simple_scenario_id = 1;
INSERT INTO switch.hydro_historical_monthly_capacity_factors (hydro_simple_scenario_id, generation_plant_id, year, month, hydro_min_flow_mw, hydro_avg_flow_mw) SELECT 21 as hydro_simple_scenario_id, 157912 as generation_plant_id, 2016 as year, month, hydro_min_flow_mw, hydro_avg_flow_mw FROM switch.hydro_historical_monthly_capacity_factors WHERE generation_plant_id = 5000896 AND hydro_simple_scenario_id = 1;
INSERT INTO switch.hydro_historical_monthly_capacity_factors (hydro_simple_scenario_id, generation_plant_id, year, month, hydro_min_flow_mw, hydro_avg_flow_mw) SELECT 21 as hydro_simple_scenario_id, 157913 as generation_plant_id, 2016 as year, month, hydro_min_flow_mw, hydro_avg_flow_mw FROM switch.hydro_historical_monthly_capacity_factors WHERE generation_plant_id = 5000897 AND hydro_simple_scenario_id = 1;
INSERT INTO switch.hydro_historical_monthly_capacity_factors (hydro_simple_scenario_id, generation_plant_id, year, month, hydro_min_flow_mw, hydro_avg_flow_mw) SELECT 21 as hydro_simple_scenario_id, 157914 as generation_plant_id, 2016 as year, month, hydro_min_flow_mw, hydro_avg_flow_mw FROM switch.hydro_historical_monthly_capacity_factors WHERE generation_plant_id = 5000898 AND hydro_simple_scenario_id = 1;
INSERT INTO switch.hydro_historical_monthly_capacity_factors (hydro_simple_scenario_id, generation_plant_id, year, month, hydro_min_flow_mw, hydro_avg_flow_mw) SELECT 21 as hydro_simple_scenario_id, 157915 as generation_plant_id, 2016 as year, month, hydro_min_flow_mw, hydro_avg_flow_mw FROM switch.hydro_historical_monthly_capacity_factors WHERE generation_plant_id = 5000899 AND hydro_simple_scenario_id = 1;
INSERT INTO switch.hydro_historical_monthly_capacity_factors (hydro_simple_scenario_id, generation_plant_id, year, month, hydro_min_flow_mw, hydro_avg_flow_mw) SELECT 21 as hydro_simple_scenario_id, 157916 as generation_plant_id, 2016 as year, month, hydro_min_flow_mw, hydro_avg_flow_mw FROM switch.hydro_historical_monthly_capacity_factors WHERE generation_plant_id = 5000900 AND hydro_simple_scenario_id = 1;
INSERT INTO switch.hydro_historical_monthly_capacity_factors (hydro_simple_scenario_id, generation_plant_id, year, month, hydro_min_flow_mw, hydro_avg_flow_mw) SELECT 21 as hydro_simple_scenario_id, 157974 as generation_plant_id, 2016 as year, month, hydro_min_flow_mw, hydro_avg_flow_mw FROM switch.hydro_historical_monthly_capacity_factors WHERE generation_plant_id = 1157631047 AND hydro_simple_scenario_id = 1;
INSERT INTO switch.hydro_historical_monthly_capacity_factors (hydro_simple_scenario_id, generation_plant_id, year, month, hydro_min_flow_mw, hydro_avg_flow_mw) SELECT 21 as hydro_simple_scenario_id, 157976 as generation_plant_id, 2016 as year, month, hydro_min_flow_mw, hydro_avg_flow_mw FROM switch.hydro_historical_monthly_capacity_factors WHERE generation_plant_id = 1157631049 AND hydro_simple_scenario_id = 1;
INSERT INTO switch.hydro_historical_monthly_capacity_factors (hydro_simple_scenario_id, generation_plant_id, year, month, hydro_min_flow_mw, hydro_avg_flow_mw) SELECT 21 as hydro_simple_scenario_id, 157917 as generation_plant_id, 2016 as year, month, hydro_min_flow_mw, hydro_avg_flow_mw FROM switch.hydro_historical_monthly_capacity_factors WHERE generation_plant_id = 5000901 AND hydro_simple_scenario_id = 1;
INSERT INTO switch.hydro_historical_monthly_capacity_factors (hydro_simple_scenario_id, generation_plant_id, year, month, hydro_min_flow_mw, hydro_avg_flow_mw) SELECT 21 as hydro_simple_scenario_id, 157918 as generation_plant_id, 2016 as year, month, hydro_min_flow_mw, hydro_avg_flow_mw FROM switch.hydro_historical_monthly_capacity_factors WHERE generation_plant_id = 5000902 AND hydro_simple_scenario_id = 1;
INSERT INTO switch.hydro_historical_monthly_capacity_factors (hydro_simple_scenario_id, generation_plant_id, year, month, hydro_min_flow_mw, hydro_avg_flow_mw) SELECT 21 as hydro_simple_scenario_id, 157919 as generation_plant_id, 2016 as year, month, hydro_min_flow_mw, hydro_avg_flow_mw FROM switch.hydro_historical_monthly_capacity_factors WHERE generation_plant_id = 5000903 AND hydro_simple_scenario_id = 1;
INSERT INTO switch.hydro_historical_monthly_capacity_factors (hydro_simple_scenario_id, generation_plant_id, year, month, hydro_min_flow_mw, hydro_avg_flow_mw) SELECT 21 as hydro_simple_scenario_id, 157920 as generation_plant_id, 2016 as year, month, hydro_min_flow_mw, hydro_avg_flow_mw FROM switch.hydro_historical_monthly_capacity_factors WHERE generation_plant_id = 5000904 AND hydro_simple_scenario_id = 1;
INSERT INTO switch.hydro_historical_monthly_capacity_factors (hydro_simple_scenario_id, generation_plant_id, year, month, hydro_min_flow_mw, hydro_avg_flow_mw) SELECT 21 as hydro_simple_scenario_id, 157921 as generation_plant_id, 2016 as year, month, hydro_min_flow_mw, hydro_avg_flow_mw FROM switch.hydro_historical_monthly_capacity_factors WHERE generation_plant_id = 5000905 AND hydro_simple_scenario_id = 1;
INSERT INTO switch.hydro_historical_monthly_capacity_factors (hydro_simple_scenario_id, generation_plant_id, year, month, hydro_min_flow_mw, hydro_avg_flow_mw) SELECT 21 as hydro_simple_scenario_id, 157842 as generation_plant_id, 2016 as year, month, hydro_min_flow_mw, hydro_avg_flow_mw FROM switch.hydro_historical_monthly_capacity_factors WHERE generation_plant_id = 5000826 AND hydro_simple_scenario_id = 1;
INSERT INTO switch.hydro_historical_monthly_capacity_factors (hydro_simple_scenario_id, generation_plant_id, year, month, hydro_min_flow_mw, hydro_avg_flow_mw) SELECT 21 as hydro_simple_scenario_id, 157924 as generation_plant_id, 2016 as year, month, hydro_min_flow_mw, hydro_avg_flow_mw FROM switch.hydro_historical_monthly_capacity_factors WHERE generation_plant_id = 5000908 AND hydro_simple_scenario_id = 1;
INSERT INTO switch.hydro_historical_monthly_capacity_factors (hydro_simple_scenario_id, generation_plant_id, year, month, hydro_min_flow_mw, hydro_avg_flow_mw) SELECT 21 as hydro_simple_scenario_id, 157923 as generation_plant_id, 2016 as year, month, hydro_min_flow_mw, hydro_avg_flow_mw FROM switch.hydro_historical_monthly_capacity_factors WHERE generation_plant_id = 5000907 AND hydro_simple_scenario_id = 1;
INSERT INTO switch.hydro_historical_monthly_capacity_factors (hydro_simple_scenario_id, generation_plant_id, year, month, hydro_min_flow_mw, hydro_avg_flow_mw) SELECT 21 as hydro_simple_scenario_id, 157925 as generation_plant_id, 2016 as year, month, hydro_min_flow_mw, hydro_avg_flow_mw FROM switch.hydro_historical_monthly_capacity_factors WHERE generation_plant_id = 5000909 AND hydro_simple_scenario_id = 1;
INSERT INTO switch.hydro_historical_monthly_capacity_factors (hydro_simple_scenario_id, generation_plant_id, year, month, hydro_min_flow_mw, hydro_avg_flow_mw) SELECT 21 as hydro_simple_scenario_id, 157926 as generation_plant_id, 2016 as year, month, hydro_min_flow_mw, hydro_avg_flow_mw FROM switch.hydro_historical_monthly_capacity_factors WHERE generation_plant_id = 5000910 AND hydro_simple_scenario_id = 1;
INSERT INTO switch.hydro_historical_monthly_capacity_factors (hydro_simple_scenario_id, generation_plant_id, year, month, hydro_min_flow_mw, hydro_avg_flow_mw) SELECT 21 as hydro_simple_scenario_id, 158017 as generation_plant_id, 2016 as year, month, hydro_min_flow_mw, hydro_avg_flow_mw FROM switch.hydro_historical_monthly_capacity_factors WHERE generation_plant_id = 1157631090 AND hydro_simple_scenario_id = 1;
INSERT INTO switch.hydro_historical_monthly_capacity_factors (hydro_simple_scenario_id, generation_plant_id, year, month, hydro_min_flow_mw, hydro_avg_flow_mw) SELECT 21 as hydro_simple_scenario_id, 158016 as generation_plant_id, 2016 as year, month, hydro_min_flow_mw, hydro_avg_flow_mw FROM switch.hydro_historical_monthly_capacity_factors WHERE generation_plant_id = 1157631089 AND hydro_simple_scenario_id = 1;
INSERT INTO switch.hydro_historical_monthly_capacity_factors (hydro_simple_scenario_id, generation_plant_id, year, month, hydro_min_flow_mw, hydro_avg_flow_mw) SELECT 21 as hydro_simple_scenario_id, 158015 as generation_plant_id, 2016 as year, month, hydro_min_flow_mw, hydro_avg_flow_mw FROM switch.hydro_historical_monthly_capacity_factors WHERE generation_plant_id = 1157631088 AND hydro_simple_scenario_id = 1;
INSERT INTO switch.hydro_historical_monthly_capacity_factors (hydro_simple_scenario_id, generation_plant_id, year, month, hydro_min_flow_mw, hydro_avg_flow_mw) SELECT 21 as hydro_simple_scenario_id, 157975 as generation_plant_id, 2016 as year, month, hydro_min_flow_mw, hydro_avg_flow_mw FROM switch.hydro_historical_monthly_capacity_factors WHERE generation_plant_id = 1157631048 AND hydro_simple_scenario_id = 1;
INSERT INTO switch.hydro_historical_monthly_capacity_factors (hydro_simple_scenario_id, generation_plant_id, year, month, hydro_min_flow_mw, hydro_avg_flow_mw) SELECT 21 as hydro_simple_scenario_id, 157977 as generation_plant_id, 2016 as year, month, hydro_min_flow_mw, hydro_avg_flow_mw FROM switch.hydro_historical_monthly_capacity_factors WHERE generation_plant_id = 1157631050 AND hydro_simple_scenario_id = 1;
INSERT INTO switch.hydro_historical_monthly_capacity_factors (hydro_simple_scenario_id, generation_plant_id, year, month, hydro_min_flow_mw, hydro_avg_flow_mw) SELECT 21 as hydro_simple_scenario_id, 157963 as generation_plant_id, 2016 as year, month, hydro_min_flow_mw, hydro_avg_flow_mw FROM switch.hydro_historical_monthly_capacity_factors WHERE generation_plant_id = 1157631036 AND hydro_simple_scenario_id = 1;
INSERT INTO switch.hydro_historical_monthly_capacity_factors (hydro_simple_scenario_id, generation_plant_id, year, month, hydro_min_flow_mw, hydro_avg_flow_mw) SELECT 21 as hydro_simple_scenario_id, 157964 as generation_plant_id, 2016 as year, month, hydro_min_flow_mw, hydro_avg_flow_mw FROM switch.hydro_historical_monthly_capacity_factors WHERE generation_plant_id = 1157631037 AND hydro_simple_scenario_id = 1;
INSERT INTO switch.hydro_historical_monthly_capacity_factors (hydro_simple_scenario_id, generation_plant_id, year, month, hydro_min_flow_mw, hydro_avg_flow_mw) SELECT 21 as hydro_simple_scenario_id, 157965 as generation_plant_id, 2016 as year, month, hydro_min_flow_mw, hydro_avg_flow_mw FROM switch.hydro_historical_monthly_capacity_factors WHERE generation_plant_id = 1157631038 AND hydro_simple_scenario_id = 1;
INSERT INTO switch.hydro_historical_monthly_capacity_factors (hydro_simple_scenario_id, generation_plant_id, year, month, hydro_min_flow_mw, hydro_avg_flow_mw) SELECT 21 as hydro_simple_scenario_id, 157966 as generation_plant_id, 2016 as year, month, hydro_min_flow_mw, hydro_avg_flow_mw FROM switch.hydro_historical_monthly_capacity_factors WHERE generation_plant_id = 1157631039 AND hydro_simple_scenario_id = 1;
INSERT INTO switch.hydro_historical_monthly_capacity_factors (hydro_simple_scenario_id, generation_plant_id, year, month, hydro_min_flow_mw, hydro_avg_flow_mw) SELECT 21 as hydro_simple_scenario_id, 158043 as generation_plant_id, 2016 as year, month, hydro_min_flow_mw, hydro_avg_flow_mw FROM switch.hydro_historical_monthly_capacity_factors WHERE generation_plant_id = 1157631116 AND hydro_simple_scenario_id = 1;
INSERT INTO switch.hydro_historical_monthly_capacity_factors (hydro_simple_scenario_id, generation_plant_id, year, month, hydro_min_flow_mw, hydro_avg_flow_mw) SELECT 21 as hydro_simple_scenario_id, 158040 as generation_plant_id, 2016 as year, month, hydro_min_flow_mw, hydro_avg_flow_mw FROM switch.hydro_historical_monthly_capacity_factors WHERE generation_plant_id = 1157631113 AND hydro_simple_scenario_id = 1;
INSERT INTO switch.hydro_historical_monthly_capacity_factors (hydro_simple_scenario_id, generation_plant_id, year, month, hydro_min_flow_mw, hydro_avg_flow_mw) SELECT 21 as hydro_simple_scenario_id, 157843 as generation_plant_id, 2016 as year, month, hydro_min_flow_mw, hydro_avg_flow_mw FROM switch.hydro_historical_monthly_capacity_factors WHERE generation_plant_id = 5000827 AND hydro_simple_scenario_id = 1;
INSERT INTO switch.hydro_historical_monthly_capacity_factors (hydro_simple_scenario_id, generation_plant_id, year, month, hydro_min_flow_mw, hydro_avg_flow_mw) SELECT 21 as hydro_simple_scenario_id, 157927 as generation_plant_id, 2016 as year, month, hydro_min_flow_mw, hydro_avg_flow_mw FROM switch.hydro_historical_monthly_capacity_factors WHERE generation_plant_id = 5000911 AND hydro_simple_scenario_id = 1;
INSERT INTO switch.hydro_historical_monthly_capacity_factors (hydro_simple_scenario_id, generation_plant_id, year, month, hydro_min_flow_mw, hydro_avg_flow_mw) SELECT 21 as hydro_simple_scenario_id, 157928 as generation_plant_id, 2016 as year, month, hydro_min_flow_mw, hydro_avg_flow_mw FROM switch.hydro_historical_monthly_capacity_factors WHERE generation_plant_id = 5000912 AND hydro_simple_scenario_id = 1;
INSERT INTO switch.hydro_historical_monthly_capacity_factors (hydro_simple_scenario_id, generation_plant_id, year, month, hydro_min_flow_mw, hydro_avg_flow_mw) SELECT 21 as hydro_simple_scenario_id, 157844 as generation_plant_id, 2016 as year, month, hydro_min_flow_mw, hydro_avg_flow_mw FROM switch.hydro_historical_monthly_capacity_factors WHERE generation_plant_id = 5000828 AND hydro_simple_scenario_id = 1;
INSERT INTO switch.hydro_historical_monthly_capacity_factors (hydro_simple_scenario_id, generation_plant_id, year, month, hydro_min_flow_mw, hydro_avg_flow_mw) SELECT 21 as hydro_simple_scenario_id, 157929 as generation_plant_id, 2016 as year, month, hydro_min_flow_mw, hydro_avg_flow_mw FROM switch.hydro_historical_monthly_capacity_factors WHERE generation_plant_id = 5000913 AND hydro_simple_scenario_id = 1;
INSERT INTO switch.hydro_historical_monthly_capacity_factors (hydro_simple_scenario_id, generation_plant_id, year, month, hydro_min_flow_mw, hydro_avg_flow_mw) SELECT 21 as hydro_simple_scenario_id, 157930 as generation_plant_id, 2016 as year, month, hydro_min_flow_mw, hydro_avg_flow_mw FROM switch.hydro_historical_monthly_capacity_factors WHERE generation_plant_id = 5000914 AND hydro_simple_scenario_id = 1;
INSERT INTO switch.hydro_historical_monthly_capacity_factors (hydro_simple_scenario_id, generation_plant_id, year, month, hydro_min_flow_mw, hydro_avg_flow_mw) SELECT 21 as hydro_simple_scenario_id, 157931 as generation_plant_id, 2016 as year, month, hydro_min_flow_mw, hydro_avg_flow_mw FROM switch.hydro_historical_monthly_capacity_factors WHERE generation_plant_id = 5000915 AND hydro_simple_scenario_id = 1;
INSERT INTO switch.hydro_historical_monthly_capacity_factors (hydro_simple_scenario_id, generation_plant_id, year, month, hydro_min_flow_mw, hydro_avg_flow_mw) SELECT 21 as hydro_simple_scenario_id, 157932 as generation_plant_id, 2016 as year, month, hydro_min_flow_mw, hydro_avg_flow_mw FROM switch.hydro_historical_monthly_capacity_factors WHERE generation_plant_id = 5000916 AND hydro_simple_scenario_id = 1;
INSERT INTO switch.hydro_historical_monthly_capacity_factors (hydro_simple_scenario_id, generation_plant_id, year, month, hydro_min_flow_mw, hydro_avg_flow_mw) SELECT 21 as hydro_simple_scenario_id, 157933 as generation_plant_id, 2016 as year, month, hydro_min_flow_mw, hydro_avg_flow_mw FROM switch.hydro_historical_monthly_capacity_factors WHERE generation_plant_id = 5000917 AND hydro_simple_scenario_id = 1;
INSERT INTO switch.hydro_historical_monthly_capacity_factors (hydro_simple_scenario_id, generation_plant_id, year, month, hydro_min_flow_mw, hydro_avg_flow_mw) SELECT 21 as hydro_simple_scenario_id, 157934 as generation_plant_id, 2016 as year, month, hydro_min_flow_mw, hydro_avg_flow_mw FROM switch.hydro_historical_monthly_capacity_factors WHERE generation_plant_id = 5000918 AND hydro_simple_scenario_id = 1;
INSERT INTO switch.hydro_historical_monthly_capacity_factors (hydro_simple_scenario_id, generation_plant_id, year, month, hydro_min_flow_mw, hydro_avg_flow_mw) SELECT 21 as hydro_simple_scenario_id, 158010 as generation_plant_id, 2016 as year, month, hydro_min_flow_mw, hydro_avg_flow_mw FROM switch.hydro_historical_monthly_capacity_factors WHERE generation_plant_id = 1157631083 AND hydro_simple_scenario_id = 1;
INSERT INTO switch.hydro_historical_monthly_capacity_factors (hydro_simple_scenario_id, generation_plant_id, year, month, hydro_min_flow_mw, hydro_avg_flow_mw) SELECT 21 as hydro_simple_scenario_id, 157952 as generation_plant_id, 2016 as year, month, hydro_min_flow_mw, hydro_avg_flow_mw FROM switch.hydro_historical_monthly_capacity_factors WHERE generation_plant_id = 1157631025 AND hydro_simple_scenario_id = 1;
INSERT INTO switch.hydro_historical_monthly_capacity_factors (hydro_simple_scenario_id, generation_plant_id, year, month, hydro_min_flow_mw, hydro_avg_flow_mw) SELECT 21 as hydro_simple_scenario_id, 157949 as generation_plant_id, 2016 as year, month, hydro_min_flow_mw, hydro_avg_flow_mw FROM switch.hydro_historical_monthly_capacity_factors WHERE generation_plant_id = 1157631022 AND hydro_simple_scenario_id = 1;
INSERT INTO switch.hydro_historical_monthly_capacity_factors (hydro_simple_scenario_id, generation_plant_id, year, month, hydro_min_flow_mw, hydro_avg_flow_mw) SELECT 21 as hydro_simple_scenario_id, 157962 as generation_plant_id, 2016 as year, month, hydro_min_flow_mw, hydro_avg_flow_mw FROM switch.hydro_historical_monthly_capacity_factors WHERE generation_plant_id = 1157631035 AND hydro_simple_scenario_id = 1;
INSERT INTO switch.hydro_historical_monthly_capacity_factors (hydro_simple_scenario_id, generation_plant_id, year, month, hydro_min_flow_mw, hydro_avg_flow_mw) SELECT 21 as hydro_simple_scenario_id, 157935 as generation_plant_id, 2016 as year, month, hydro_min_flow_mw, hydro_avg_flow_mw FROM switch.hydro_historical_monthly_capacity_factors WHERE generation_plant_id = 5000919 AND hydro_simple_scenario_id = 1;
INSERT INTO switch.hydro_historical_monthly_capacity_factors (hydro_simple_scenario_id, generation_plant_id, year, month, hydro_min_flow_mw, hydro_avg_flow_mw) SELECT 21 as hydro_simple_scenario_id, 157936 as generation_plant_id, 2016 as year, month, hydro_min_flow_mw, hydro_avg_flow_mw FROM switch.hydro_historical_monthly_capacity_factors WHERE generation_plant_id = 5000920 AND hydro_simple_scenario_id = 1;
INSERT INTO switch.hydro_historical_monthly_capacity_factors (hydro_simple_scenario_id, generation_plant_id, year, month, hydro_min_flow_mw, hydro_avg_flow_mw) SELECT 21 as hydro_simple_scenario_id, 158007 as generation_plant_id, 2016 as year, month, hydro_min_flow_mw, hydro_avg_flow_mw FROM switch.hydro_historical_monthly_capacity_factors WHERE generation_plant_id = 1157631080 AND hydro_simple_scenario_id = 1;
INSERT INTO switch.hydro_historical_monthly_capacity_factors (hydro_simple_scenario_id, generation_plant_id, year, month, hydro_min_flow_mw, hydro_avg_flow_mw) SELECT 21 as hydro_simple_scenario_id, 157937 as generation_plant_id, 2016 as year, month, hydro_min_flow_mw, hydro_avg_flow_mw FROM switch.hydro_historical_monthly_capacity_factors WHERE generation_plant_id = 5000921 AND hydro_simple_scenario_id = 1;
INSERT INTO switch.hydro_historical_monthly_capacity_factors (hydro_simple_scenario_id, generation_plant_id, year, month, hydro_min_flow_mw, hydro_avg_flow_mw) SELECT 21 as hydro_simple_scenario_id, 157938 as generation_plant_id, 2016 as year, month, hydro_min_flow_mw, hydro_avg_flow_mw FROM switch.hydro_historical_monthly_capacity_factors WHERE generation_plant_id = 5000922 AND hydro_simple_scenario_id = 1;
INSERT INTO switch.hydro_historical_monthly_capacity_factors (hydro_simple_scenario_id, generation_plant_id, year, month, hydro_min_flow_mw, hydro_avg_flow_mw) SELECT 21 as hydro_simple_scenario_id, 157845 as generation_plant_id, 2016 as year, month, hydro_min_flow_mw, hydro_avg_flow_mw FROM switch.hydro_historical_monthly_capacity_factors WHERE generation_plant_id = 5000829 AND hydro_simple_scenario_id = 1;
INSERT INTO switch.hydro_historical_monthly_capacity_factors (hydro_simple_scenario_id, generation_plant_id, year, month, hydro_min_flow_mw, hydro_avg_flow_mw) SELECT 21 as hydro_simple_scenario_id, 158055 as generation_plant_id, 2016 as year, month, hydro_min_flow_mw, hydro_avg_flow_mw FROM switch.hydro_historical_monthly_capacity_factors WHERE generation_plant_id = 1157631128 AND hydro_simple_scenario_id = 1;
INSERT INTO switch.hydro_historical_monthly_capacity_factors (hydro_simple_scenario_id, generation_plant_id, year, month, hydro_min_flow_mw, hydro_avg_flow_mw) SELECT 21 as hydro_simple_scenario_id, 158056 as generation_plant_id, 2016 as year, month, hydro_min_flow_mw, hydro_avg_flow_mw FROM switch.hydro_historical_monthly_capacity_factors WHERE generation_plant_id = 1157631129 AND hydro_simple_scenario_id = 1;
INSERT INTO switch.hydro_historical_monthly_capacity_factors (hydro_simple_scenario_id, generation_plant_id, year, month, hydro_min_flow_mw, hydro_avg_flow_mw) SELECT 21 as hydro_simple_scenario_id, 157939 as generation_plant_id, 2016 as year, month, hydro_min_flow_mw, hydro_avg_flow_mw FROM switch.hydro_historical_monthly_capacity_factors WHERE generation_plant_id = 5000923 AND hydro_simple_scenario_id = 1;
INSERT INTO switch.hydro_historical_monthly_capacity_factors (hydro_simple_scenario_id, generation_plant_id, year, month, hydro_min_flow_mw, hydro_avg_flow_mw) SELECT 21 as hydro_simple_scenario_id, 158059 as generation_plant_id, 2016 as year, month, hydro_min_flow_mw, hydro_avg_flow_mw FROM switch.hydro_historical_monthly_capacity_factors WHERE generation_plant_id = 1157631165 AND hydro_simple_scenario_id = 1;
INSERT INTO switch.hydro_historical_monthly_capacity_factors (hydro_simple_scenario_id, generation_plant_id, year, month, hydro_min_flow_mw, hydro_avg_flow_mw) SELECT 21 as hydro_simple_scenario_id, 158068 as generation_plant_id, 2016 as year, month, hydro_min_flow_mw, hydro_avg_flow_mw FROM switch.hydro_historical_monthly_capacity_factors WHERE generation_plant_id = 1157631174 AND hydro_simple_scenario_id = 1;
INSERT INTO switch.hydro_historical_monthly_capacity_factors (hydro_simple_scenario_id, generation_plant_id, year, month, hydro_min_flow_mw, hydro_avg_flow_mw) SELECT 21 as hydro_simple_scenario_id, 158069 as generation_plant_id, 2016 as year, month, hydro_min_flow_mw, hydro_avg_flow_mw FROM switch.hydro_historical_monthly_capacity_factors WHERE generation_plant_id = 1157631175 AND hydro_simple_scenario_id = 1;
INSERT INTO switch.hydro_historical_monthly_capacity_factors (hydro_simple_scenario_id, generation_plant_id, year, month, hydro_min_flow_mw, hydro_avg_flow_mw) SELECT 21 as hydro_simple_scenario_id, 158070 as generation_plant_id, 2016 as year, month, hydro_min_flow_mw, hydro_avg_flow_mw FROM switch.hydro_historical_monthly_capacity_factors WHERE generation_plant_id = 1157631176 AND hydro_simple_scenario_id = 1;
INSERT INTO switch.hydro_historical_monthly_capacity_factors (hydro_simple_scenario_id, generation_plant_id, year, month, hydro_min_flow_mw, hydro_avg_flow_mw) SELECT 21 as hydro_simple_scenario_id, 158071 as generation_plant_id, 2016 as year, month, hydro_min_flow_mw, hydro_avg_flow_mw FROM switch.hydro_historical_monthly_capacity_factors WHERE generation_plant_id = 1157631177 AND hydro_simple_scenario_id = 1;
INSERT INTO switch.hydro_historical_monthly_capacity_factors (hydro_simple_scenario_id, generation_plant_id, year, month, hydro_min_flow_mw, hydro_avg_flow_mw) SELECT 21 as hydro_simple_scenario_id, 158072 as generation_plant_id, 2016 as year, month, hydro_min_flow_mw, hydro_avg_flow_mw FROM switch.hydro_historical_monthly_capacity_factors WHERE generation_plant_id = 1157631178 AND hydro_simple_scenario_id = 1;
INSERT INTO switch.hydro_historical_monthly_capacity_factors (hydro_simple_scenario_id, generation_plant_id, year, month, hydro_min_flow_mw, hydro_avg_flow_mw) SELECT 21 as hydro_simple_scenario_id, 158073 as generation_plant_id, 2016 as year, month, hydro_min_flow_mw, hydro_avg_flow_mw FROM switch.hydro_historical_monthly_capacity_factors WHERE generation_plant_id = 1157631179 AND hydro_simple_scenario_id = 1;
INSERT INTO switch.hydro_historical_monthly_capacity_factors (hydro_simple_scenario_id, generation_plant_id, year, month, hydro_min_flow_mw, hydro_avg_flow_mw) SELECT 21 as hydro_simple_scenario_id, 158074 as generation_plant_id, 2016 as year, month, hydro_min_flow_mw, hydro_avg_flow_mw FROM switch.hydro_historical_monthly_capacity_factors WHERE generation_plant_id = 1157631180 AND hydro_simple_scenario_id = 1;
INSERT INTO switch.hydro_historical_monthly_capacity_factors (hydro_simple_scenario_id, generation_plant_id, year, month, hydro_min_flow_mw, hydro_avg_flow_mw) SELECT 21 as hydro_simple_scenario_id, 158075 as generation_plant_id, 2016 as year, month, hydro_min_flow_mw, hydro_avg_flow_mw FROM switch.hydro_historical_monthly_capacity_factors WHERE generation_plant_id = 1157631181 AND hydro_simple_scenario_id = 1;
INSERT INTO switch.hydro_historical_monthly_capacity_factors (hydro_simple_scenario_id, generation_plant_id, year, month, hydro_min_flow_mw, hydro_avg_flow_mw) SELECT 21 as hydro_simple_scenario_id, 158076 as generation_plant_id, 2016 as year, month, hydro_min_flow_mw, hydro_avg_flow_mw FROM switch.hydro_historical_monthly_capacity_factors WHERE generation_plant_id = 1157631182 AND hydro_simple_scenario_id = 1;
INSERT INTO switch.hydro_historical_monthly_capacity_factors (hydro_simple_scenario_id, generation_plant_id, year, month, hydro_min_flow_mw, hydro_avg_flow_mw) SELECT 21 as hydro_simple_scenario_id, 158077 as generation_plant_id, 2016 as year, month, hydro_min_flow_mw, hydro_avg_flow_mw FROM switch.hydro_historical_monthly_capacity_factors WHERE generation_plant_id = 1157631183 AND hydro_simple_scenario_id = 1;
INSERT INTO switch.hydro_historical_monthly_capacity_factors (hydro_simple_scenario_id, generation_plant_id, year, month, hydro_min_flow_mw, hydro_avg_flow_mw) SELECT 21 as hydro_simple_scenario_id, 158060 as generation_plant_id, 2016 as year, month, hydro_min_flow_mw, hydro_avg_flow_mw FROM switch.hydro_historical_monthly_capacity_factors WHERE generation_plant_id = 1157631166 AND hydro_simple_scenario_id = 1;
INSERT INTO switch.hydro_historical_monthly_capacity_factors (hydro_simple_scenario_id, generation_plant_id, year, month, hydro_min_flow_mw, hydro_avg_flow_mw) SELECT 21 as hydro_simple_scenario_id, 158078 as generation_plant_id, 2016 as year, month, hydro_min_flow_mw, hydro_avg_flow_mw FROM switch.hydro_historical_monthly_capacity_factors WHERE generation_plant_id = 1157631184 AND hydro_simple_scenario_id = 1;
INSERT INTO switch.hydro_historical_monthly_capacity_factors (hydro_simple_scenario_id, generation_plant_id, year, month, hydro_min_flow_mw, hydro_avg_flow_mw) SELECT 21 as hydro_simple_scenario_id, 158079 as generation_plant_id, 2016 as year, month, hydro_min_flow_mw, hydro_avg_flow_mw FROM switch.hydro_historical_monthly_capacity_factors WHERE generation_plant_id = 1157631185 AND hydro_simple_scenario_id = 1;
INSERT INTO switch.hydro_historical_monthly_capacity_factors (hydro_simple_scenario_id, generation_plant_id, year, month, hydro_min_flow_mw, hydro_avg_flow_mw) SELECT 21 as hydro_simple_scenario_id, 158080 as generation_plant_id, 2016 as year, month, hydro_min_flow_mw, hydro_avg_flow_mw FROM switch.hydro_historical_monthly_capacity_factors WHERE generation_plant_id = 1157631186 AND hydro_simple_scenario_id = 1;
INSERT INTO switch.hydro_historical_monthly_capacity_factors (hydro_simple_scenario_id, generation_plant_id, year, month, hydro_min_flow_mw, hydro_avg_flow_mw) SELECT 21 as hydro_simple_scenario_id, 158081 as generation_plant_id, 2016 as year, month, hydro_min_flow_mw, hydro_avg_flow_mw FROM switch.hydro_historical_monthly_capacity_factors WHERE generation_plant_id = 1157631187 AND hydro_simple_scenario_id = 1;
INSERT INTO switch.hydro_historical_monthly_capacity_factors (hydro_simple_scenario_id, generation_plant_id, year, month, hydro_min_flow_mw, hydro_avg_flow_mw) SELECT 21 as hydro_simple_scenario_id, 158082 as generation_plant_id, 2016 as year, month, hydro_min_flow_mw, hydro_avg_flow_mw FROM switch.hydro_historical_monthly_capacity_factors WHERE generation_plant_id = 1157631188 AND hydro_simple_scenario_id = 1;
INSERT INTO switch.hydro_historical_monthly_capacity_factors (hydro_simple_scenario_id, generation_plant_id, year, month, hydro_min_flow_mw, hydro_avg_flow_mw) SELECT 21 as hydro_simple_scenario_id, 158083 as generation_plant_id, 2016 as year, month, hydro_min_flow_mw, hydro_avg_flow_mw FROM switch.hydro_historical_monthly_capacity_factors WHERE generation_plant_id = 1157631189 AND hydro_simple_scenario_id = 1;
INSERT INTO switch.hydro_historical_monthly_capacity_factors (hydro_simple_scenario_id, generation_plant_id, year, month, hydro_min_flow_mw, hydro_avg_flow_mw) SELECT 21 as hydro_simple_scenario_id, 158084 as generation_plant_id, 2016 as year, month, hydro_min_flow_mw, hydro_avg_flow_mw FROM switch.hydro_historical_monthly_capacity_factors WHERE generation_plant_id = 1157631190 AND hydro_simple_scenario_id = 1;
INSERT INTO switch.hydro_historical_monthly_capacity_factors (hydro_simple_scenario_id, generation_plant_id, year, month, hydro_min_flow_mw, hydro_avg_flow_mw) SELECT 21 as hydro_simple_scenario_id, 158085 as generation_plant_id, 2016 as year, month, hydro_min_flow_mw, hydro_avg_flow_mw FROM switch.hydro_historical_monthly_capacity_factors WHERE generation_plant_id = 1157631191 AND hydro_simple_scenario_id = 1;
INSERT INTO switch.hydro_historical_monthly_capacity_factors (hydro_simple_scenario_id, generation_plant_id, year, month, hydro_min_flow_mw, hydro_avg_flow_mw) SELECT 21 as hydro_simple_scenario_id, 158086 as generation_plant_id, 2016 as year, month, hydro_min_flow_mw, hydro_avg_flow_mw FROM switch.hydro_historical_monthly_capacity_factors WHERE generation_plant_id = 1157631192 AND hydro_simple_scenario_id = 1;
INSERT INTO switch.hydro_historical_monthly_capacity_factors (hydro_simple_scenario_id, generation_plant_id, year, month, hydro_min_flow_mw, hydro_avg_flow_mw) SELECT 21 as hydro_simple_scenario_id, 158087 as generation_plant_id, 2016 as year, month, hydro_min_flow_mw, hydro_avg_flow_mw FROM switch.hydro_historical_monthly_capacity_factors WHERE generation_plant_id = 1157631193 AND hydro_simple_scenario_id = 1;
INSERT INTO switch.hydro_historical_monthly_capacity_factors (hydro_simple_scenario_id, generation_plant_id, year, month, hydro_min_flow_mw, hydro_avg_flow_mw) SELECT 21 as hydro_simple_scenario_id, 158061 as generation_plant_id, 2016 as year, month, hydro_min_flow_mw, hydro_avg_flow_mw FROM switch.hydro_historical_monthly_capacity_factors WHERE generation_plant_id = 1157631167 AND hydro_simple_scenario_id = 1;
INSERT INTO switch.hydro_historical_monthly_capacity_factors (hydro_simple_scenario_id, generation_plant_id, year, month, hydro_min_flow_mw, hydro_avg_flow_mw) SELECT 21 as hydro_simple_scenario_id, 158088 as generation_plant_id, 2016 as year, month, hydro_min_flow_mw, hydro_avg_flow_mw FROM switch.hydro_historical_monthly_capacity_factors WHERE generation_plant_id = 1157631194 AND hydro_simple_scenario_id = 1;
INSERT INTO switch.hydro_historical_monthly_capacity_factors (hydro_simple_scenario_id, generation_plant_id, year, month, hydro_min_flow_mw, hydro_avg_flow_mw) SELECT 21 as hydro_simple_scenario_id, 158089 as generation_plant_id, 2016 as year, month, hydro_min_flow_mw, hydro_avg_flow_mw FROM switch.hydro_historical_monthly_capacity_factors WHERE generation_plant_id = 1157631195 AND hydro_simple_scenario_id = 1;
INSERT INTO switch.hydro_historical_monthly_capacity_factors (hydro_simple_scenario_id, generation_plant_id, year, month, hydro_min_flow_mw, hydro_avg_flow_mw) SELECT 21 as hydro_simple_scenario_id, 158090 as generation_plant_id, 2016 as year, month, hydro_min_flow_mw, hydro_avg_flow_mw FROM switch.hydro_historical_monthly_capacity_factors WHERE generation_plant_id = 1157631196 AND hydro_simple_scenario_id = 1;
INSERT INTO switch.hydro_historical_monthly_capacity_factors (hydro_simple_scenario_id, generation_plant_id, year, month, hydro_min_flow_mw, hydro_avg_flow_mw) SELECT 21 as hydro_simple_scenario_id, 158091 as generation_plant_id, 2016 as year, month, hydro_min_flow_mw, hydro_avg_flow_mw FROM switch.hydro_historical_monthly_capacity_factors WHERE generation_plant_id = 1157631197 AND hydro_simple_scenario_id = 1;
INSERT INTO switch.hydro_historical_monthly_capacity_factors (hydro_simple_scenario_id, generation_plant_id, year, month, hydro_min_flow_mw, hydro_avg_flow_mw) SELECT 21 as hydro_simple_scenario_id, 158092 as generation_plant_id, 2016 as year, month, hydro_min_flow_mw, hydro_avg_flow_mw FROM switch.hydro_historical_monthly_capacity_factors WHERE generation_plant_id = 1157631198 AND hydro_simple_scenario_id = 1;
INSERT INTO switch.hydro_historical_monthly_capacity_factors (hydro_simple_scenario_id, generation_plant_id, year, month, hydro_min_flow_mw, hydro_avg_flow_mw) SELECT 21 as hydro_simple_scenario_id, 158062 as generation_plant_id, 2016 as year, month, hydro_min_flow_mw, hydro_avg_flow_mw FROM switch.hydro_historical_monthly_capacity_factors WHERE generation_plant_id = 1157631168 AND hydro_simple_scenario_id = 1;
INSERT INTO switch.hydro_historical_monthly_capacity_factors (hydro_simple_scenario_id, generation_plant_id, year, month, hydro_min_flow_mw, hydro_avg_flow_mw) SELECT 21 as hydro_simple_scenario_id, 158063 as generation_plant_id, 2016 as year, month, hydro_min_flow_mw, hydro_avg_flow_mw FROM switch.hydro_historical_monthly_capacity_factors WHERE generation_plant_id = 1157631169 AND hydro_simple_scenario_id = 1;
INSERT INTO switch.hydro_historical_monthly_capacity_factors (hydro_simple_scenario_id, generation_plant_id, year, month, hydro_min_flow_mw, hydro_avg_flow_mw) SELECT 21 as hydro_simple_scenario_id, 158064 as generation_plant_id, 2016 as year, month, hydro_min_flow_mw, hydro_avg_flow_mw FROM switch.hydro_historical_monthly_capacity_factors WHERE generation_plant_id = 1157631170 AND hydro_simple_scenario_id = 1;
INSERT INTO switch.hydro_historical_monthly_capacity_factors (hydro_simple_scenario_id, generation_plant_id, year, month, hydro_min_flow_mw, hydro_avg_flow_mw) SELECT 21 as hydro_simple_scenario_id, 158065 as generation_plant_id, 2016 as year, month, hydro_min_flow_mw, hydro_avg_flow_mw FROM switch.hydro_historical_monthly_capacity_factors WHERE generation_plant_id = 1157631171 AND hydro_simple_scenario_id = 1;
INSERT INTO switch.hydro_historical_monthly_capacity_factors (hydro_simple_scenario_id, generation_plant_id, year, month, hydro_min_flow_mw, hydro_avg_flow_mw) SELECT 21 as hydro_simple_scenario_id, 158066 as generation_plant_id, 2016 as year, month, hydro_min_flow_mw, hydro_avg_flow_mw FROM switch.hydro_historical_monthly_capacity_factors WHERE generation_plant_id = 1157631172 AND hydro_simple_scenario_id = 1;
INSERT INTO switch.hydro_historical_monthly_capacity_factors (hydro_simple_scenario_id, generation_plant_id, year, month, hydro_min_flow_mw, hydro_avg_flow_mw) SELECT 21 as hydro_simple_scenario_id, 158067 as generation_plant_id, 2016 as year, month, hydro_min_flow_mw, hydro_avg_flow_mw FROM switch.hydro_historical_monthly_capacity_factors WHERE generation_plant_id = 1157631173 AND hydro_simple_scenario_id = 1;
INSERT INTO switch.hydro_historical_monthly_capacity_factors (hydro_simple_scenario_id, generation_plant_id, year, month, hydro_min_flow_mw, hydro_avg_flow_mw) SELECT 21 as hydro_simple_scenario_id, 158009 as generation_plant_id, 2016 as year, month, hydro_min_flow_mw, hydro_avg_flow_mw FROM switch.hydro_historical_monthly_capacity_factors WHERE generation_plant_id = 1157631082 AND hydro_simple_scenario_id = 1;
INSERT INTO switch.hydro_historical_monthly_capacity_factors (hydro_simple_scenario_id, generation_plant_id, year, month, hydro_min_flow_mw, hydro_avg_flow_mw) SELECT 21 as hydro_simple_scenario_id, 158014 as generation_plant_id, 2016 as year, month, hydro_min_flow_mw, hydro_avg_flow_mw FROM switch.hydro_historical_monthly_capacity_factors WHERE generation_plant_id = 1157631087 AND hydro_simple_scenario_id = 1;

## hydro_historical_cf_2017
INSERT INTO switch.hydro_historical_monthly_capacity_factors (hydro_simple_scenario_id, generation_plant_id, year, month, hydro_min_flow_mw, hydro_avg_flow_mw)
SELECT 21 as hydro_simple_scenario_id, 154089 as generation_plant_id, 2004 as year, month, hydro_min_flow_mw, hydro_avg_flow_mw
FROM switch.hydro_historical_monthly_capacity_factors
WHERE generation_plant_id = 5000830
AND hydro_simple_scenario_id = 1
INSERT INTO switch.hydro_historical_monthly_capacity_factors (hydro_simple_scenario_id, generation_plant_id, year, month, hydro_min_flow_mw, hydro_avg_flow_mw) SELECT 21 as hydro_simple_scenario_id, | new_id | as generation_plant_id, | 2017 | as year, month, hydro_min_flow_mw, hydro_avg_flow_mw FROM switch.hydro_historical_monthly_capacity_factors WHERE generation_plant_id = | old_id | AND hydro_simple_scenario_id = 1;
INSERT INTO switch.hydro_historical_monthly_capacity_factors (hydro_simple_scenario_id, generation_plant_id, year, month, hydro_min_flow_mw, hydro_avg_flow_mw) SELECT 21 as hydro_simple_scenario_id, 157846 as generation_plant_id, 2017 as year, month, hydro_min_flow_mw, hydro_avg_flow_mw FROM switch.hydro_historical_monthly_capacity_factors WHERE generation_plant_id = 5000830 AND hydro_simple_scenario_id = 1;
INSERT INTO switch.hydro_historical_monthly_capacity_factors (hydro_simple_scenario_id, generation_plant_id, year, month, hydro_min_flow_mw, hydro_avg_flow_mw) SELECT 21 as hydro_simple_scenario_id, 157959 as generation_plant_id, 2017 as year, month, hydro_min_flow_mw, hydro_avg_flow_mw FROM switch.hydro_historical_monthly_capacity_factors WHERE generation_plant_id = 1157631032 AND hydro_simple_scenario_id = 1;
INSERT INTO switch.hydro_historical_monthly_capacity_factors (hydro_simple_scenario_id, generation_plant_id, year, month, hydro_min_flow_mw, hydro_avg_flow_mw) SELECT 21 as hydro_simple_scenario_id, 157847 as generation_plant_id, 2017 as year, month, hydro_min_flow_mw, hydro_avg_flow_mw FROM switch.hydro_historical_monthly_capacity_factors WHERE generation_plant_id = 5000831 AND hydro_simple_scenario_id = 1;
INSERT INTO switch.hydro_historical_monthly_capacity_factors (hydro_simple_scenario_id, generation_plant_id, year, month, hydro_min_flow_mw, hydro_avg_flow_mw) SELECT 21 as hydro_simple_scenario_id, 158008 as generation_plant_id, 2017 as year, month, hydro_min_flow_mw, hydro_avg_flow_mw FROM switch.hydro_historical_monthly_capacity_factors WHERE generation_plant_id = 1157631081 AND hydro_simple_scenario_id = 1;
INSERT INTO switch.hydro_historical_monthly_capacity_factors (hydro_simple_scenario_id, generation_plant_id, year, month, hydro_min_flow_mw, hydro_avg_flow_mw) SELECT 21 as hydro_simple_scenario_id, 157848 as generation_plant_id, 2017 as year, month, hydro_min_flow_mw, hydro_avg_flow_mw FROM switch.hydro_historical_monthly_capacity_factors WHERE generation_plant_id = 5000832 AND hydro_simple_scenario_id = 1;
INSERT INTO switch.hydro_historical_monthly_capacity_factors (hydro_simple_scenario_id, generation_plant_id, year, month, hydro_min_flow_mw, hydro_avg_flow_mw) SELECT 21 as hydro_simple_scenario_id, 157849 as generation_plant_id, 2017 as year, month, hydro_min_flow_mw, hydro_avg_flow_mw FROM switch.hydro_historical_monthly_capacity_factors WHERE generation_plant_id = 5000833 AND hydro_simple_scenario_id = 1;
INSERT INTO switch.hydro_historical_monthly_capacity_factors (hydro_simple_scenario_id, generation_plant_id, year, month, hydro_min_flow_mw, hydro_avg_flow_mw) SELECT 21 as hydro_simple_scenario_id, 157851 as generation_plant_id, 2017 as year, month, hydro_min_flow_mw, hydro_avg_flow_mw FROM switch.hydro_historical_monthly_capacity_factors WHERE generation_plant_id = 5000835 AND hydro_simple_scenario_id = 1;
INSERT INTO switch.hydro_historical_monthly_capacity_factors (hydro_simple_scenario_id, generation_plant_id, year, month, hydro_min_flow_mw, hydro_avg_flow_mw) SELECT 21 as hydro_simple_scenario_id, 157850 as generation_plant_id, 2017 as year, month, hydro_min_flow_mw, hydro_avg_flow_mw FROM switch.hydro_historical_monthly_capacity_factors WHERE generation_plant_id = 5000834 AND hydro_simple_scenario_id = 1;
INSERT INTO switch.hydro_historical_monthly_capacity_factors (hydro_simple_scenario_id, generation_plant_id, year, month, hydro_min_flow_mw, hydro_avg_flow_mw) SELECT 21 as hydro_simple_scenario_id, 158044 as generation_plant_id, 2017 as year, month, hydro_min_flow_mw, hydro_avg_flow_mw FROM switch.hydro_historical_monthly_capacity_factors WHERE generation_plant_id = 1157631117 AND hydro_simple_scenario_id = 1;
INSERT INTO switch.hydro_historical_monthly_capacity_factors (hydro_simple_scenario_id, generation_plant_id, year, month, hydro_min_flow_mw, hydro_avg_flow_mw) SELECT 21 as hydro_simple_scenario_id, 157961 as generation_plant_id, 2017 as year, month, hydro_min_flow_mw, hydro_avg_flow_mw FROM switch.hydro_historical_monthly_capacity_factors WHERE generation_plant_id = 1157631034 AND hydro_simple_scenario_id = 1;
INSERT INTO switch.hydro_historical_monthly_capacity_factors (hydro_simple_scenario_id, generation_plant_id, year, month, hydro_min_flow_mw, hydro_avg_flow_mw) SELECT 21 as hydro_simple_scenario_id, 157960 as generation_plant_id, 2017 as year, month, hydro_min_flow_mw, hydro_avg_flow_mw FROM switch.hydro_historical_monthly_capacity_factors WHERE generation_plant_id = 1157631033 AND hydro_simple_scenario_id = 1;
INSERT INTO switch.hydro_historical_monthly_capacity_factors (hydro_simple_scenario_id, generation_plant_id, year, month, hydro_min_flow_mw, hydro_avg_flow_mw) SELECT 21 as hydro_simple_scenario_id, 157824 as generation_plant_id, 2017 as year, month, hydro_min_flow_mw, hydro_avg_flow_mw FROM switch.hydro_historical_monthly_capacity_factors WHERE generation_plant_id = 5000808 AND hydro_simple_scenario_id = 1;
INSERT INTO switch.hydro_historical_monthly_capacity_factors (hydro_simple_scenario_id, generation_plant_id, year, month, hydro_min_flow_mw, hydro_avg_flow_mw) SELECT 21 as hydro_simple_scenario_id, 157971 as generation_plant_id, 2017 as year, month, hydro_min_flow_mw, hydro_avg_flow_mw FROM switch.hydro_historical_monthly_capacity_factors WHERE generation_plant_id = 1157631044 AND hydro_simple_scenario_id = 1;
INSERT INTO switch.hydro_historical_monthly_capacity_factors (hydro_simple_scenario_id, generation_plant_id, year, month, hydro_min_flow_mw, hydro_avg_flow_mw) SELECT 21 as hydro_simple_scenario_id, 157972 as generation_plant_id, 2017 as year, month, hydro_min_flow_mw, hydro_avg_flow_mw FROM switch.hydro_historical_monthly_capacity_factors WHERE generation_plant_id = 1157631045 AND hydro_simple_scenario_id = 1;
INSERT INTO switch.hydro_historical_monthly_capacity_factors (hydro_simple_scenario_id, generation_plant_id, year, month, hydro_min_flow_mw, hydro_avg_flow_mw) SELECT 21 as hydro_simple_scenario_id, 157970 as generation_plant_id, 2017 as year, month, hydro_min_flow_mw, hydro_avg_flow_mw FROM switch.hydro_historical_monthly_capacity_factors WHERE generation_plant_id = 1157631043 AND hydro_simple_scenario_id = 1;
INSERT INTO switch.hydro_historical_monthly_capacity_factors (hydro_simple_scenario_id, generation_plant_id, year, month, hydro_min_flow_mw, hydro_avg_flow_mw) SELECT 21 as hydro_simple_scenario_id, 157945 as generation_plant_id, 2017 as year, month, hydro_min_flow_mw, hydro_avg_flow_mw FROM switch.hydro_historical_monthly_capacity_factors WHERE generation_plant_id = 1157631018 AND hydro_simple_scenario_id = 1;
INSERT INTO switch.hydro_historical_monthly_capacity_factors (hydro_simple_scenario_id, generation_plant_id, year, month, hydro_min_flow_mw, hydro_avg_flow_mw) SELECT 21 as hydro_simple_scenario_id, 157825 as generation_plant_id, 2017 as year, month, hydro_min_flow_mw, hydro_avg_flow_mw FROM switch.hydro_historical_monthly_capacity_factors WHERE generation_plant_id = 5000809 AND hydro_simple_scenario_id = 1;
INSERT INTO switch.hydro_historical_monthly_capacity_factors (hydro_simple_scenario_id, generation_plant_id, year, month, hydro_min_flow_mw, hydro_avg_flow_mw) SELECT 21 as hydro_simple_scenario_id, 157826 as generation_plant_id, 2017 as year, month, hydro_min_flow_mw, hydro_avg_flow_mw FROM switch.hydro_historical_monthly_capacity_factors WHERE generation_plant_id = 5000810 AND hydro_simple_scenario_id = 1;
INSERT INTO switch.hydro_historical_monthly_capacity_factors (hydro_simple_scenario_id, generation_plant_id, year, month, hydro_min_flow_mw, hydro_avg_flow_mw) SELECT 21 as hydro_simple_scenario_id, 157827 as generation_plant_id, 2017 as year, month, hydro_min_flow_mw, hydro_avg_flow_mw FROM switch.hydro_historical_monthly_capacity_factors WHERE generation_plant_id = 5000811 AND hydro_simple_scenario_id = 1;
INSERT INTO switch.hydro_historical_monthly_capacity_factors (hydro_simple_scenario_id, generation_plant_id, year, month, hydro_min_flow_mw, hydro_avg_flow_mw) SELECT 21 as hydro_simple_scenario_id, 157852 as generation_plant_id, 2017 as year, month, hydro_min_flow_mw, hydro_avg_flow_mw FROM switch.hydro_historical_monthly_capacity_factors WHERE generation_plant_id = 5000836 AND hydro_simple_scenario_id = 1;
INSERT INTO switch.hydro_historical_monthly_capacity_factors (hydro_simple_scenario_id, generation_plant_id, year, month, hydro_min_flow_mw, hydro_avg_flow_mw) SELECT 21 as hydro_simple_scenario_id, 157853 as generation_plant_id, 2017 as year, month, hydro_min_flow_mw, hydro_avg_flow_mw FROM switch.hydro_historical_monthly_capacity_factors WHERE generation_plant_id = 5000837 AND hydro_simple_scenario_id = 1;
INSERT INTO switch.hydro_historical_monthly_capacity_factors (hydro_simple_scenario_id, generation_plant_id, year, month, hydro_min_flow_mw, hydro_avg_flow_mw) SELECT 21 as hydro_simple_scenario_id, 157828 as generation_plant_id, 2017 as year, month, hydro_min_flow_mw, hydro_avg_flow_mw FROM switch.hydro_historical_monthly_capacity_factors WHERE generation_plant_id = 5000812 AND hydro_simple_scenario_id = 1;
INSERT INTO switch.hydro_historical_monthly_capacity_factors (hydro_simple_scenario_id, generation_plant_id, year, month, hydro_min_flow_mw, hydro_avg_flow_mw) SELECT 21 as hydro_simple_scenario_id, 157829 as generation_plant_id, 2017 as year, month, hydro_min_flow_mw, hydro_avg_flow_mw FROM switch.hydro_historical_monthly_capacity_factors WHERE generation_plant_id = 5000813 AND hydro_simple_scenario_id = 1;
INSERT INTO switch.hydro_historical_monthly_capacity_factors (hydro_simple_scenario_id, generation_plant_id, year, month, hydro_min_flow_mw, hydro_avg_flow_mw) SELECT 21 as hydro_simple_scenario_id, 157854 as generation_plant_id, 2017 as year, month, hydro_min_flow_mw, hydro_avg_flow_mw FROM switch.hydro_historical_monthly_capacity_factors WHERE generation_plant_id = 5000838 AND hydro_simple_scenario_id = 1;
INSERT INTO switch.hydro_historical_monthly_capacity_factors (hydro_simple_scenario_id, generation_plant_id, year, month, hydro_min_flow_mw, hydro_avg_flow_mw) SELECT 21 as hydro_simple_scenario_id, 157855 as generation_plant_id, 2017 as year, month, hydro_min_flow_mw, hydro_avg_flow_mw FROM switch.hydro_historical_monthly_capacity_factors WHERE generation_plant_id = 5000839 AND hydro_simple_scenario_id = 1;
INSERT INTO switch.hydro_historical_monthly_capacity_factors (hydro_simple_scenario_id, generation_plant_id, year, month, hydro_min_flow_mw, hydro_avg_flow_mw) SELECT 21 as hydro_simple_scenario_id, 157856 as generation_plant_id, 2017 as year, month, hydro_min_flow_mw, hydro_avg_flow_mw FROM switch.hydro_historical_monthly_capacity_factors WHERE generation_plant_id = 5000840 AND hydro_simple_scenario_id = 1;
INSERT INTO switch.hydro_historical_monthly_capacity_factors (hydro_simple_scenario_id, generation_plant_id, year, month, hydro_min_flow_mw, hydro_avg_flow_mw) SELECT 21 as hydro_simple_scenario_id, 157857 as generation_plant_id, 2017 as year, month, hydro_min_flow_mw, hydro_avg_flow_mw FROM switch.hydro_historical_monthly_capacity_factors WHERE generation_plant_id = 5000841 AND hydro_simple_scenario_id = 1;
INSERT INTO switch.hydro_historical_monthly_capacity_factors (hydro_simple_scenario_id, generation_plant_id, year, month, hydro_min_flow_mw, hydro_avg_flow_mw) SELECT 21 as hydro_simple_scenario_id, 157858 as generation_plant_id, 2017 as year, month, hydro_min_flow_mw, hydro_avg_flow_mw FROM switch.hydro_historical_monthly_capacity_factors WHERE generation_plant_id = 5000842 AND hydro_simple_scenario_id = 1;
INSERT INTO switch.hydro_historical_monthly_capacity_factors (hydro_simple_scenario_id, generation_plant_id, year, month, hydro_min_flow_mw, hydro_avg_flow_mw) SELECT 21 as hydro_simple_scenario_id, 158046 as generation_plant_id, 2017 as year, month, hydro_min_flow_mw, hydro_avg_flow_mw FROM switch.hydro_historical_monthly_capacity_factors WHERE generation_plant_id = 1157631119 AND hydro_simple_scenario_id = 1;
INSERT INTO switch.hydro_historical_monthly_capacity_factors (hydro_simple_scenario_id, generation_plant_id, year, month, hydro_min_flow_mw, hydro_avg_flow_mw) SELECT 21 as hydro_simple_scenario_id, 158047 as generation_plant_id, 2017 as year, month, hydro_min_flow_mw, hydro_avg_flow_mw FROM switch.hydro_historical_monthly_capacity_factors WHERE generation_plant_id = 1157631120 AND hydro_simple_scenario_id = 1;
INSERT INTO switch.hydro_historical_monthly_capacity_factors (hydro_simple_scenario_id, generation_plant_id, year, month, hydro_min_flow_mw, hydro_avg_flow_mw) SELECT 21 as hydro_simple_scenario_id, 158048 as generation_plant_id, 2017 as year, month, hydro_min_flow_mw, hydro_avg_flow_mw FROM switch.hydro_historical_monthly_capacity_factors WHERE generation_plant_id = 1157631121 AND hydro_simple_scenario_id = 1;
INSERT INTO switch.hydro_historical_monthly_capacity_factors (hydro_simple_scenario_id, generation_plant_id, year, month, hydro_min_flow_mw, hydro_avg_flow_mw) SELECT 21 as hydro_simple_scenario_id, 158049 as generation_plant_id, 2017 as year, month, hydro_min_flow_mw, hydro_avg_flow_mw FROM switch.hydro_historical_monthly_capacity_factors WHERE generation_plant_id = 1157631122 AND hydro_simple_scenario_id = 1;
INSERT INTO switch.hydro_historical_monthly_capacity_factors (hydro_simple_scenario_id, generation_plant_id, year, month, hydro_min_flow_mw, hydro_avg_flow_mw) SELECT 21 as hydro_simple_scenario_id, 158050 as generation_plant_id, 2017 as year, month, hydro_min_flow_mw, hydro_avg_flow_mw FROM switch.hydro_historical_monthly_capacity_factors WHERE generation_plant_id = 1157631123 AND hydro_simple_scenario_id = 1;
INSERT INTO switch.hydro_historical_monthly_capacity_factors (hydro_simple_scenario_id, generation_plant_id, year, month, hydro_min_flow_mw, hydro_avg_flow_mw) SELECT 21 as hydro_simple_scenario_id, 158051 as generation_plant_id, 2017 as year, month, hydro_min_flow_mw, hydro_avg_flow_mw FROM switch.hydro_historical_monthly_capacity_factors WHERE generation_plant_id = 1157631124 AND hydro_simple_scenario_id = 1;
INSERT INTO switch.hydro_historical_monthly_capacity_factors (hydro_simple_scenario_id, generation_plant_id, year, month, hydro_min_flow_mw, hydro_avg_flow_mw) SELECT 21 as hydro_simple_scenario_id, 157859 as generation_plant_id, 2017 as year, month, hydro_min_flow_mw, hydro_avg_flow_mw FROM switch.hydro_historical_monthly_capacity_factors WHERE generation_plant_id = 5000843 AND hydro_simple_scenario_id = 1;
INSERT INTO switch.hydro_historical_monthly_capacity_factors (hydro_simple_scenario_id, generation_plant_id, year, month, hydro_min_flow_mw, hydro_avg_flow_mw) SELECT 21 as hydro_simple_scenario_id, 157860 as generation_plant_id, 2017 as year, month, hydro_min_flow_mw, hydro_avg_flow_mw FROM switch.hydro_historical_monthly_capacity_factors WHERE generation_plant_id = 5000844 AND hydro_simple_scenario_id = 1;
INSERT INTO switch.hydro_historical_monthly_capacity_factors (hydro_simple_scenario_id, generation_plant_id, year, month, hydro_min_flow_mw, hydro_avg_flow_mw) SELECT 21 as hydro_simple_scenario_id, 157940 as generation_plant_id, 2017 as year, month, hydro_min_flow_mw, hydro_avg_flow_mw FROM switch.hydro_historical_monthly_capacity_factors WHERE generation_plant_id = 1157631013 AND hydro_simple_scenario_id = 1;
INSERT INTO switch.hydro_historical_monthly_capacity_factors (hydro_simple_scenario_id, generation_plant_id, year, month, hydro_min_flow_mw, hydro_avg_flow_mw) SELECT 21 as hydro_simple_scenario_id, 157978 as generation_plant_id, 2017 as year, month, hydro_min_flow_mw, hydro_avg_flow_mw FROM switch.hydro_historical_monthly_capacity_factors WHERE generation_plant_id = 1157631051 AND hydro_simple_scenario_id = 1;
INSERT INTO switch.hydro_historical_monthly_capacity_factors (hydro_simple_scenario_id, generation_plant_id, year, month, hydro_min_flow_mw, hydro_avg_flow_mw) SELECT 21 as hydro_simple_scenario_id, 157861 as generation_plant_id, 2017 as year, month, hydro_min_flow_mw, hydro_avg_flow_mw FROM switch.hydro_historical_monthly_capacity_factors WHERE generation_plant_id = 5000845 AND hydro_simple_scenario_id = 1;
INSERT INTO switch.hydro_historical_monthly_capacity_factors (hydro_simple_scenario_id, generation_plant_id, year, month, hydro_min_flow_mw, hydro_avg_flow_mw) SELECT 21 as hydro_simple_scenario_id, 158018 as generation_plant_id, 2017 as year, month, hydro_min_flow_mw, hydro_avg_flow_mw FROM switch.hydro_historical_monthly_capacity_factors WHERE generation_plant_id = 1157631091 AND hydro_simple_scenario_id = 1;
INSERT INTO switch.hydro_historical_monthly_capacity_factors (hydro_simple_scenario_id, generation_plant_id, year, month, hydro_min_flow_mw, hydro_avg_flow_mw) SELECT 21 as hydro_simple_scenario_id, 158019 as generation_plant_id, 2017 as year, month, hydro_min_flow_mw, hydro_avg_flow_mw FROM switch.hydro_historical_monthly_capacity_factors WHERE generation_plant_id = 1157631092 AND hydro_simple_scenario_id = 1;
INSERT INTO switch.hydro_historical_monthly_capacity_factors (hydro_simple_scenario_id, generation_plant_id, year, month, hydro_min_flow_mw, hydro_avg_flow_mw) SELECT 21 as hydro_simple_scenario_id, 157830 as generation_plant_id, 2017 as year, month, hydro_min_flow_mw, hydro_avg_flow_mw FROM switch.hydro_historical_monthly_capacity_factors WHERE generation_plant_id = 5000814 AND hydro_simple_scenario_id = 1;
INSERT INTO switch.hydro_historical_monthly_capacity_factors (hydro_simple_scenario_id, generation_plant_id, year, month, hydro_min_flow_mw, hydro_avg_flow_mw) SELECT 21 as hydro_simple_scenario_id, 157958 as generation_plant_id, 2017 as year, month, hydro_min_flow_mw, hydro_avg_flow_mw FROM switch.hydro_historical_monthly_capacity_factors WHERE generation_plant_id = 1157631031 AND hydro_simple_scenario_id = 1;
INSERT INTO switch.hydro_historical_monthly_capacity_factors (hydro_simple_scenario_id, generation_plant_id, year, month, hydro_min_flow_mw, hydro_avg_flow_mw) SELECT 21 as hydro_simple_scenario_id, 157950 as generation_plant_id, 2017 as year, month, hydro_min_flow_mw, hydro_avg_flow_mw FROM switch.hydro_historical_monthly_capacity_factors WHERE generation_plant_id = 1157631023 AND hydro_simple_scenario_id = 1;
INSERT INTO switch.hydro_historical_monthly_capacity_factors (hydro_simple_scenario_id, generation_plant_id, year, month, hydro_min_flow_mw, hydro_avg_flow_mw) SELECT 21 as hydro_simple_scenario_id, 157941 as generation_plant_id, 2017 as year, month, hydro_min_flow_mw, hydro_avg_flow_mw FROM switch.hydro_historical_monthly_capacity_factors WHERE generation_plant_id = 1157631014 AND hydro_simple_scenario_id = 1;
INSERT INTO switch.hydro_historical_monthly_capacity_factors (hydro_simple_scenario_id, generation_plant_id, year, month, hydro_min_flow_mw, hydro_avg_flow_mw) SELECT 21 as hydro_simple_scenario_id, 158031 as generation_plant_id, 2017 as year, month, hydro_min_flow_mw, hydro_avg_flow_mw FROM switch.hydro_historical_monthly_capacity_factors WHERE generation_plant_id = 1157631104 AND hydro_simple_scenario_id = 1;
INSERT INTO switch.hydro_historical_monthly_capacity_factors (hydro_simple_scenario_id, generation_plant_id, year, month, hydro_min_flow_mw, hydro_avg_flow_mw) SELECT 21 as hydro_simple_scenario_id, 158028 as generation_plant_id, 2017 as year, month, hydro_min_flow_mw, hydro_avg_flow_mw FROM switch.hydro_historical_monthly_capacity_factors WHERE generation_plant_id = 1157631101 AND hydro_simple_scenario_id = 1;
INSERT INTO switch.hydro_historical_monthly_capacity_factors (hydro_simple_scenario_id, generation_plant_id, year, month, hydro_min_flow_mw, hydro_avg_flow_mw) SELECT 21 as hydro_simple_scenario_id, 158029 as generation_plant_id, 2017 as year, month, hydro_min_flow_mw, hydro_avg_flow_mw FROM switch.hydro_historical_monthly_capacity_factors WHERE generation_plant_id = 1157631102 AND hydro_simple_scenario_id = 1;
INSERT INTO switch.hydro_historical_monthly_capacity_factors (hydro_simple_scenario_id, generation_plant_id, year, month, hydro_min_flow_mw, hydro_avg_flow_mw) SELECT 21 as hydro_simple_scenario_id, 158030 as generation_plant_id, 2017 as year, month, hydro_min_flow_mw, hydro_avg_flow_mw FROM switch.hydro_historical_monthly_capacity_factors WHERE generation_plant_id = 1157631103 AND hydro_simple_scenario_id = 1;
INSERT INTO switch.hydro_historical_monthly_capacity_factors (hydro_simple_scenario_id, generation_plant_id, year, month, hydro_min_flow_mw, hydro_avg_flow_mw) SELECT 21 as hydro_simple_scenario_id, 158034 as generation_plant_id, 2017 as year, month, hydro_min_flow_mw, hydro_avg_flow_mw FROM switch.hydro_historical_monthly_capacity_factors WHERE generation_plant_id = 1157631107 AND hydro_simple_scenario_id = 1;
INSERT INTO switch.hydro_historical_monthly_capacity_factors (hydro_simple_scenario_id, generation_plant_id, year, month, hydro_min_flow_mw, hydro_avg_flow_mw) SELECT 21 as hydro_simple_scenario_id, 158036 as generation_plant_id, 2017 as year, month, hydro_min_flow_mw, hydro_avg_flow_mw FROM switch.hydro_historical_monthly_capacity_factors WHERE generation_plant_id = 1157631109 AND hydro_simple_scenario_id = 1;
INSERT INTO switch.hydro_historical_monthly_capacity_factors (hydro_simple_scenario_id, generation_plant_id, year, month, hydro_min_flow_mw, hydro_avg_flow_mw) SELECT 21 as hydro_simple_scenario_id, 158037 as generation_plant_id, 2017 as year, month, hydro_min_flow_mw, hydro_avg_flow_mw FROM switch.hydro_historical_monthly_capacity_factors WHERE generation_plant_id = 1157631110 AND hydro_simple_scenario_id = 1;
INSERT INTO switch.hydro_historical_monthly_capacity_factors (hydro_simple_scenario_id, generation_plant_id, year, month, hydro_min_flow_mw, hydro_avg_flow_mw) SELECT 21 as hydro_simple_scenario_id, 158039 as generation_plant_id, 2017 as year, month, hydro_min_flow_mw, hydro_avg_flow_mw FROM switch.hydro_historical_monthly_capacity_factors WHERE generation_plant_id = 1157631112 AND hydro_simple_scenario_id = 1;
INSERT INTO switch.hydro_historical_monthly_capacity_factors (hydro_simple_scenario_id, generation_plant_id, year, month, hydro_min_flow_mw, hydro_avg_flow_mw) SELECT 21 as hydro_simple_scenario_id, 158038 as generation_plant_id, 2017 as year, month, hydro_min_flow_mw, hydro_avg_flow_mw FROM switch.hydro_historical_monthly_capacity_factors WHERE generation_plant_id = 1157631111 AND hydro_simple_scenario_id = 1;
INSERT INTO switch.hydro_historical_monthly_capacity_factors (hydro_simple_scenario_id, generation_plant_id, year, month, hydro_min_flow_mw, hydro_avg_flow_mw) SELECT 21 as hydro_simple_scenario_id, 158027 as generation_plant_id, 2017 as year, month, hydro_min_flow_mw, hydro_avg_flow_mw FROM switch.hydro_historical_monthly_capacity_factors WHERE generation_plant_id = 1157631100 AND hydro_simple_scenario_id = 1;
INSERT INTO switch.hydro_historical_monthly_capacity_factors (hydro_simple_scenario_id, generation_plant_id, year, month, hydro_min_flow_mw, hydro_avg_flow_mw) SELECT 21 as hydro_simple_scenario_id, 158035 as generation_plant_id, 2017 as year, month, hydro_min_flow_mw, hydro_avg_flow_mw FROM switch.hydro_historical_monthly_capacity_factors WHERE generation_plant_id = 1157631108 AND hydro_simple_scenario_id = 1;
INSERT INTO switch.hydro_historical_monthly_capacity_factors (hydro_simple_scenario_id, generation_plant_id, year, month, hydro_min_flow_mw, hydro_avg_flow_mw) SELECT 21 as hydro_simple_scenario_id, 158033 as generation_plant_id, 2017 as year, month, hydro_min_flow_mw, hydro_avg_flow_mw FROM switch.hydro_historical_monthly_capacity_factors WHERE generation_plant_id = 1157631106 AND hydro_simple_scenario_id = 1;
INSERT INTO switch.hydro_historical_monthly_capacity_factors (hydro_simple_scenario_id, generation_plant_id, year, month, hydro_min_flow_mw, hydro_avg_flow_mw) SELECT 21 as hydro_simple_scenario_id, 158032 as generation_plant_id, 2017 as year, month, hydro_min_flow_mw, hydro_avg_flow_mw FROM switch.hydro_historical_monthly_capacity_factors WHERE generation_plant_id = 1157631105 AND hydro_simple_scenario_id = 1;
INSERT INTO switch.hydro_historical_monthly_capacity_factors (hydro_simple_scenario_id, generation_plant_id, year, month, hydro_min_flow_mw, hydro_avg_flow_mw) SELECT 21 as hydro_simple_scenario_id, 157862 as generation_plant_id, 2017 as year, month, hydro_min_flow_mw, hydro_avg_flow_mw FROM switch.hydro_historical_monthly_capacity_factors WHERE generation_plant_id = 5000846 AND hydro_simple_scenario_id = 1;
INSERT INTO switch.hydro_historical_monthly_capacity_factors (hydro_simple_scenario_id, generation_plant_id, year, month, hydro_min_flow_mw, hydro_avg_flow_mw) SELECT 21 as hydro_simple_scenario_id, 157831 as generation_plant_id, 2017 as year, month, hydro_min_flow_mw, hydro_avg_flow_mw FROM switch.hydro_historical_monthly_capacity_factors WHERE generation_plant_id = 5000815 AND hydro_simple_scenario_id = 1;
INSERT INTO switch.hydro_historical_monthly_capacity_factors (hydro_simple_scenario_id, generation_plant_id, year, month, hydro_min_flow_mw, hydro_avg_flow_mw) SELECT 21 as hydro_simple_scenario_id, 157863 as generation_plant_id, 2017 as year, month, hydro_min_flow_mw, hydro_avg_flow_mw FROM switch.hydro_historical_monthly_capacity_factors WHERE generation_plant_id = 5000847 AND hydro_simple_scenario_id = 1;
INSERT INTO switch.hydro_historical_monthly_capacity_factors (hydro_simple_scenario_id, generation_plant_id, year, month, hydro_min_flow_mw, hydro_avg_flow_mw) SELECT 21 as hydro_simple_scenario_id, 157864 as generation_plant_id, 2017 as year, month, hydro_min_flow_mw, hydro_avg_flow_mw FROM switch.hydro_historical_monthly_capacity_factors WHERE generation_plant_id = 5000848 AND hydro_simple_scenario_id = 1;
INSERT INTO switch.hydro_historical_monthly_capacity_factors (hydro_simple_scenario_id, generation_plant_id, year, month, hydro_min_flow_mw, hydro_avg_flow_mw) SELECT 21 as hydro_simple_scenario_id, 157865 as generation_plant_id, 2017 as year, month, hydro_min_flow_mw, hydro_avg_flow_mw FROM switch.hydro_historical_monthly_capacity_factors WHERE generation_plant_id = 5000849 AND hydro_simple_scenario_id = 1;
INSERT INTO switch.hydro_historical_monthly_capacity_factors (hydro_simple_scenario_id, generation_plant_id, year, month, hydro_min_flow_mw, hydro_avg_flow_mw) SELECT 21 as hydro_simple_scenario_id, 157866 as generation_plant_id, 2017 as year, month, hydro_min_flow_mw, hydro_avg_flow_mw FROM switch.hydro_historical_monthly_capacity_factors WHERE generation_plant_id = 5000850 AND hydro_simple_scenario_id = 1;
INSERT INTO switch.hydro_historical_monthly_capacity_factors (hydro_simple_scenario_id, generation_plant_id, year, month, hydro_min_flow_mw, hydro_avg_flow_mw) SELECT 21 as hydro_simple_scenario_id, 157993 as generation_plant_id, 2017 as year, month, hydro_min_flow_mw, hydro_avg_flow_mw FROM switch.hydro_historical_monthly_capacity_factors WHERE generation_plant_id = 1157631066 AND hydro_simple_scenario_id = 1;
INSERT INTO switch.hydro_historical_monthly_capacity_factors (hydro_simple_scenario_id, generation_plant_id, year, month, hydro_min_flow_mw, hydro_avg_flow_mw) SELECT 21 as hydro_simple_scenario_id, 157995 as generation_plant_id, 2017 as year, month, hydro_min_flow_mw, hydro_avg_flow_mw FROM switch.hydro_historical_monthly_capacity_factors WHERE generation_plant_id = 1157631068 AND hydro_simple_scenario_id = 1;
INSERT INTO switch.hydro_historical_monthly_capacity_factors (hydro_simple_scenario_id, generation_plant_id, year, month, hydro_min_flow_mw, hydro_avg_flow_mw) SELECT 21 as hydro_simple_scenario_id, 157867 as generation_plant_id, 2017 as year, month, hydro_min_flow_mw, hydro_avg_flow_mw FROM switch.hydro_historical_monthly_capacity_factors WHERE generation_plant_id = 5000851 AND hydro_simple_scenario_id = 1;
INSERT INTO switch.hydro_historical_monthly_capacity_factors (hydro_simple_scenario_id, generation_plant_id, year, month, hydro_min_flow_mw, hydro_avg_flow_mw) SELECT 21 as hydro_simple_scenario_id, 158006 as generation_plant_id, 2017 as year, month, hydro_min_flow_mw, hydro_avg_flow_mw FROM switch.hydro_historical_monthly_capacity_factors WHERE generation_plant_id = 1157631079 AND hydro_simple_scenario_id = 1;
INSERT INTO switch.hydro_historical_monthly_capacity_factors (hydro_simple_scenario_id, generation_plant_id, year, month, hydro_min_flow_mw, hydro_avg_flow_mw) SELECT 21 as hydro_simple_scenario_id, 157868 as generation_plant_id, 2017 as year, month, hydro_min_flow_mw, hydro_avg_flow_mw FROM switch.hydro_historical_monthly_capacity_factors WHERE generation_plant_id = 5000852 AND hydro_simple_scenario_id = 1;
INSERT INTO switch.hydro_historical_monthly_capacity_factors (hydro_simple_scenario_id, generation_plant_id, year, month, hydro_min_flow_mw, hydro_avg_flow_mw) SELECT 21 as hydro_simple_scenario_id, 157832 as generation_plant_id, 2017 as year, month, hydro_min_flow_mw, hydro_avg_flow_mw FROM switch.hydro_historical_monthly_capacity_factors WHERE generation_plant_id = 5000816 AND hydro_simple_scenario_id = 1;
INSERT INTO switch.hydro_historical_monthly_capacity_factors (hydro_simple_scenario_id, generation_plant_id, year, month, hydro_min_flow_mw, hydro_avg_flow_mw) SELECT 21 as hydro_simple_scenario_id, 157869 as generation_plant_id, 2017 as year, month, hydro_min_flow_mw, hydro_avg_flow_mw FROM switch.hydro_historical_monthly_capacity_factors WHERE generation_plant_id = 5000853 AND hydro_simple_scenario_id = 1;
INSERT INTO switch.hydro_historical_monthly_capacity_factors (hydro_simple_scenario_id, generation_plant_id, year, month, hydro_min_flow_mw, hydro_avg_flow_mw) SELECT 21 as hydro_simple_scenario_id, 157870 as generation_plant_id, 2017 as year, month, hydro_min_flow_mw, hydro_avg_flow_mw FROM switch.hydro_historical_monthly_capacity_factors WHERE generation_plant_id = 5000854 AND hydro_simple_scenario_id = 1;
INSERT INTO switch.hydro_historical_monthly_capacity_factors (hydro_simple_scenario_id, generation_plant_id, year, month, hydro_min_flow_mw, hydro_avg_flow_mw) SELECT 21 as hydro_simple_scenario_id, 157957 as generation_plant_id, 2017 as year, month, hydro_min_flow_mw, hydro_avg_flow_mw FROM switch.hydro_historical_monthly_capacity_factors WHERE generation_plant_id = 1157631030 AND hydro_simple_scenario_id = 1;
INSERT INTO switch.hydro_historical_monthly_capacity_factors (hydro_simple_scenario_id, generation_plant_id, year, month, hydro_min_flow_mw, hydro_avg_flow_mw) SELECT 21 as hydro_simple_scenario_id, 157954 as generation_plant_id, 2017 as year, month, hydro_min_flow_mw, hydro_avg_flow_mw FROM switch.hydro_historical_monthly_capacity_factors WHERE generation_plant_id = 1157631027 AND hydro_simple_scenario_id = 1;
INSERT INTO switch.hydro_historical_monthly_capacity_factors (hydro_simple_scenario_id, generation_plant_id, year, month, hydro_min_flow_mw, hydro_avg_flow_mw) SELECT 21 as hydro_simple_scenario_id, 157953 as generation_plant_id, 2017 as year, month, hydro_min_flow_mw, hydro_avg_flow_mw FROM switch.hydro_historical_monthly_capacity_factors WHERE generation_plant_id = 1157631026 AND hydro_simple_scenario_id = 1;
INSERT INTO switch.hydro_historical_monthly_capacity_factors (hydro_simple_scenario_id, generation_plant_id, year, month, hydro_min_flow_mw, hydro_avg_flow_mw) SELECT 21 as hydro_simple_scenario_id, 157871 as generation_plant_id, 2017 as year, month, hydro_min_flow_mw, hydro_avg_flow_mw FROM switch.hydro_historical_monthly_capacity_factors WHERE generation_plant_id = 5000855 AND hydro_simple_scenario_id = 1;
INSERT INTO switch.hydro_historical_monthly_capacity_factors (hydro_simple_scenario_id, generation_plant_id, year, month, hydro_min_flow_mw, hydro_avg_flow_mw) SELECT 21 as hydro_simple_scenario_id, 157872 as generation_plant_id, 2017 as year, month, hydro_min_flow_mw, hydro_avg_flow_mw FROM switch.hydro_historical_monthly_capacity_factors WHERE generation_plant_id = 5000856 AND hydro_simple_scenario_id = 1;
INSERT INTO switch.hydro_historical_monthly_capacity_factors (hydro_simple_scenario_id, generation_plant_id, year, month, hydro_min_flow_mw, hydro_avg_flow_mw) SELECT 21 as hydro_simple_scenario_id, 157873 as generation_plant_id, 2017 as year, month, hydro_min_flow_mw, hydro_avg_flow_mw FROM switch.hydro_historical_monthly_capacity_factors WHERE generation_plant_id = 5000857 AND hydro_simple_scenario_id = 1;
INSERT INTO switch.hydro_historical_monthly_capacity_factors (hydro_simple_scenario_id, generation_plant_id, year, month, hydro_min_flow_mw, hydro_avg_flow_mw) SELECT 21 as hydro_simple_scenario_id, 158045 as generation_plant_id, 2017 as year, month, hydro_min_flow_mw, hydro_avg_flow_mw FROM switch.hydro_historical_monthly_capacity_factors WHERE generation_plant_id = 1157631118 AND hydro_simple_scenario_id = 1;
INSERT INTO switch.hydro_historical_monthly_capacity_factors (hydro_simple_scenario_id, generation_plant_id, year, month, hydro_min_flow_mw, hydro_avg_flow_mw) SELECT 21 as hydro_simple_scenario_id, 157992 as generation_plant_id, 2017 as year, month, hydro_min_flow_mw, hydro_avg_flow_mw FROM switch.hydro_historical_monthly_capacity_factors WHERE generation_plant_id = 1157631065 AND hydro_simple_scenario_id = 1;
INSERT INTO switch.hydro_historical_monthly_capacity_factors (hydro_simple_scenario_id, generation_plant_id, year, month, hydro_min_flow_mw, hydro_avg_flow_mw) SELECT 21 as hydro_simple_scenario_id, 158025 as generation_plant_id, 2017 as year, month, hydro_min_flow_mw, hydro_avg_flow_mw FROM switch.hydro_historical_monthly_capacity_factors WHERE generation_plant_id = 1157631098 AND hydro_simple_scenario_id = 1;
INSERT INTO switch.hydro_historical_monthly_capacity_factors (hydro_simple_scenario_id, generation_plant_id, year, month, hydro_min_flow_mw, hydro_avg_flow_mw) SELECT 21 as hydro_simple_scenario_id, 157994 as generation_plant_id, 2017 as year, month, hydro_min_flow_mw, hydro_avg_flow_mw FROM switch.hydro_historical_monthly_capacity_factors WHERE generation_plant_id = 1157631067 AND hydro_simple_scenario_id = 1;
INSERT INTO switch.hydro_historical_monthly_capacity_factors (hydro_simple_scenario_id, generation_plant_id, year, month, hydro_min_flow_mw, hydro_avg_flow_mw) SELECT 21 as hydro_simple_scenario_id, 157986 as generation_plant_id, 2017 as year, month, hydro_min_flow_mw, hydro_avg_flow_mw FROM switch.hydro_historical_monthly_capacity_factors WHERE generation_plant_id = 1157631059 AND hydro_simple_scenario_id = 1;
INSERT INTO switch.hydro_historical_monthly_capacity_factors (hydro_simple_scenario_id, generation_plant_id, year, month, hydro_min_flow_mw, hydro_avg_flow_mw) SELECT 21 as hydro_simple_scenario_id, 157874 as generation_plant_id, 2017 as year, month, hydro_min_flow_mw, hydro_avg_flow_mw FROM switch.hydro_historical_monthly_capacity_factors WHERE generation_plant_id = 5000858 AND hydro_simple_scenario_id = 1;
INSERT INTO switch.hydro_historical_monthly_capacity_factors (hydro_simple_scenario_id, generation_plant_id, year, month, hydro_min_flow_mw, hydro_avg_flow_mw) SELECT 21 as hydro_simple_scenario_id, 157875 as generation_plant_id, 2017 as year, month, hydro_min_flow_mw, hydro_avg_flow_mw FROM switch.hydro_historical_monthly_capacity_factors WHERE generation_plant_id = 5000859 AND hydro_simple_scenario_id = 1;
INSERT INTO switch.hydro_historical_monthly_capacity_factors (hydro_simple_scenario_id, generation_plant_id, year, month, hydro_min_flow_mw, hydro_avg_flow_mw) SELECT 21 as hydro_simple_scenario_id, 157876 as generation_plant_id, 2017 as year, month, hydro_min_flow_mw, hydro_avg_flow_mw FROM switch.hydro_historical_monthly_capacity_factors WHERE generation_plant_id = 5000860 AND hydro_simple_scenario_id = 1;
INSERT INTO switch.hydro_historical_monthly_capacity_factors (hydro_simple_scenario_id, generation_plant_id, year, month, hydro_min_flow_mw, hydro_avg_flow_mw) SELECT 21 as hydro_simple_scenario_id, 158021 as generation_plant_id, 2017 as year, month, hydro_min_flow_mw, hydro_avg_flow_mw FROM switch.hydro_historical_monthly_capacity_factors WHERE generation_plant_id = 1157631094 AND hydro_simple_scenario_id = 1;
INSERT INTO switch.hydro_historical_monthly_capacity_factors (hydro_simple_scenario_id, generation_plant_id, year, month, hydro_min_flow_mw, hydro_avg_flow_mw) SELECT 21 as hydro_simple_scenario_id, 158026 as generation_plant_id, 2017 as year, month, hydro_min_flow_mw, hydro_avg_flow_mw FROM switch.hydro_historical_monthly_capacity_factors WHERE generation_plant_id = 1157631099 AND hydro_simple_scenario_id = 1;
INSERT INTO switch.hydro_historical_monthly_capacity_factors (hydro_simple_scenario_id, generation_plant_id, year, month, hydro_min_flow_mw, hydro_avg_flow_mw) SELECT 21 as hydro_simple_scenario_id, 158022 as generation_plant_id, 2017 as year, month, hydro_min_flow_mw, hydro_avg_flow_mw FROM switch.hydro_historical_monthly_capacity_factors WHERE generation_plant_id = 1157631095 AND hydro_simple_scenario_id = 1;
INSERT INTO switch.hydro_historical_monthly_capacity_factors (hydro_simple_scenario_id, generation_plant_id, year, month, hydro_min_flow_mw, hydro_avg_flow_mw) SELECT 21 as hydro_simple_scenario_id, 157877 as generation_plant_id, 2017 as year, month, hydro_min_flow_mw, hydro_avg_flow_mw FROM switch.hydro_historical_monthly_capacity_factors WHERE generation_plant_id = 5000861 AND hydro_simple_scenario_id = 1;
INSERT INTO switch.hydro_historical_monthly_capacity_factors (hydro_simple_scenario_id, generation_plant_id, year, month, hydro_min_flow_mw, hydro_avg_flow_mw) SELECT 21 as hydro_simple_scenario_id, 157948 as generation_plant_id, 2017 as year, month, hydro_min_flow_mw, hydro_avg_flow_mw FROM switch.hydro_historical_monthly_capacity_factors WHERE generation_plant_id = 1157631021 AND hydro_simple_scenario_id = 1;
INSERT INTO switch.hydro_historical_monthly_capacity_factors (hydro_simple_scenario_id, generation_plant_id, year, month, hydro_min_flow_mw, hydro_avg_flow_mw) SELECT 21 as hydro_simple_scenario_id, 157969 as generation_plant_id, 2017 as year, month, hydro_min_flow_mw, hydro_avg_flow_mw FROM switch.hydro_historical_monthly_capacity_factors WHERE generation_plant_id = 1157631042 AND hydro_simple_scenario_id = 1;
INSERT INTO switch.hydro_historical_monthly_capacity_factors (hydro_simple_scenario_id, generation_plant_id, year, month, hydro_min_flow_mw, hydro_avg_flow_mw) SELECT 21 as hydro_simple_scenario_id, 157973 as generation_plant_id, 2017 as year, month, hydro_min_flow_mw, hydro_avg_flow_mw FROM switch.hydro_historical_monthly_capacity_factors WHERE generation_plant_id = 1157631046 AND hydro_simple_scenario_id = 1;
INSERT INTO switch.hydro_historical_monthly_capacity_factors (hydro_simple_scenario_id, generation_plant_id, year, month, hydro_min_flow_mw, hydro_avg_flow_mw) SELECT 21 as hydro_simple_scenario_id, 157979 as generation_plant_id, 2017 as year, month, hydro_min_flow_mw, hydro_avg_flow_mw FROM switch.hydro_historical_monthly_capacity_factors WHERE generation_plant_id = 1157631052 AND hydro_simple_scenario_id = 1;
INSERT INTO switch.hydro_historical_monthly_capacity_factors (hydro_simple_scenario_id, generation_plant_id, year, month, hydro_min_flow_mw, hydro_avg_flow_mw) SELECT 21 as hydro_simple_scenario_id, 157833 as generation_plant_id, 2017 as year, month, hydro_min_flow_mw, hydro_avg_flow_mw FROM switch.hydro_historical_monthly_capacity_factors WHERE generation_plant_id = 5000817 AND hydro_simple_scenario_id = 1;
INSERT INTO switch.hydro_historical_monthly_capacity_factors (hydro_simple_scenario_id, generation_plant_id, year, month, hydro_min_flow_mw, hydro_avg_flow_mw) SELECT 21 as hydro_simple_scenario_id, 157878 as generation_plant_id, 2017 as year, month, hydro_min_flow_mw, hydro_avg_flow_mw FROM switch.hydro_historical_monthly_capacity_factors WHERE generation_plant_id = 5000862 AND hydro_simple_scenario_id = 1;
INSERT INTO switch.hydro_historical_monthly_capacity_factors (hydro_simple_scenario_id, generation_plant_id, year, month, hydro_min_flow_mw, hydro_avg_flow_mw) SELECT 21 as hydro_simple_scenario_id, 157834 as generation_plant_id, 2017 as year, month, hydro_min_flow_mw, hydro_avg_flow_mw FROM switch.hydro_historical_monthly_capacity_factors WHERE generation_plant_id = 5000818 AND hydro_simple_scenario_id = 1;
INSERT INTO switch.hydro_historical_monthly_capacity_factors (hydro_simple_scenario_id, generation_plant_id, year, month, hydro_min_flow_mw, hydro_avg_flow_mw) SELECT 21 as hydro_simple_scenario_id, 158057 as generation_plant_id, 2017 as year, month, hydro_min_flow_mw, hydro_avg_flow_mw FROM switch.hydro_historical_monthly_capacity_factors WHERE generation_plant_id = 1157631130 AND hydro_simple_scenario_id = 1;
INSERT INTO switch.hydro_historical_monthly_capacity_factors (hydro_simple_scenario_id, generation_plant_id, year, month, hydro_min_flow_mw, hydro_avg_flow_mw) SELECT 21 as hydro_simple_scenario_id, 157879 as generation_plant_id, 2017 as year, month, hydro_min_flow_mw, hydro_avg_flow_mw FROM switch.hydro_historical_monthly_capacity_factors WHERE generation_plant_id = 5000863 AND hydro_simple_scenario_id = 1;
INSERT INTO switch.hydro_historical_monthly_capacity_factors (hydro_simple_scenario_id, generation_plant_id, year, month, hydro_min_flow_mw, hydro_avg_flow_mw) SELECT 21 as hydro_simple_scenario_id, 157835 as generation_plant_id, 2017 as year, month, hydro_min_flow_mw, hydro_avg_flow_mw FROM switch.hydro_historical_monthly_capacity_factors WHERE generation_plant_id = 5000819 AND hydro_simple_scenario_id = 1;
INSERT INTO switch.hydro_historical_monthly_capacity_factors (hydro_simple_scenario_id, generation_plant_id, year, month, hydro_min_flow_mw, hydro_avg_flow_mw) SELECT 21 as hydro_simple_scenario_id, 157836 as generation_plant_id, 2017 as year, month, hydro_min_flow_mw, hydro_avg_flow_mw FROM switch.hydro_historical_monthly_capacity_factors WHERE generation_plant_id = 5000820 AND hydro_simple_scenario_id = 1;
INSERT INTO switch.hydro_historical_monthly_capacity_factors (hydro_simple_scenario_id, generation_plant_id, year, month, hydro_min_flow_mw, hydro_avg_flow_mw) SELECT 21 as hydro_simple_scenario_id, 157956 as generation_plant_id, 2017 as year, month, hydro_min_flow_mw, hydro_avg_flow_mw FROM switch.hydro_historical_monthly_capacity_factors WHERE generation_plant_id = 1157631029 AND hydro_simple_scenario_id = 1;
INSERT INTO switch.hydro_historical_monthly_capacity_factors (hydro_simple_scenario_id, generation_plant_id, year, month, hydro_min_flow_mw, hydro_avg_flow_mw) SELECT 21 as hydro_simple_scenario_id, 157951 as generation_plant_id, 2017 as year, month, hydro_min_flow_mw, hydro_avg_flow_mw FROM switch.hydro_historical_monthly_capacity_factors WHERE generation_plant_id = 1157631024 AND hydro_simple_scenario_id = 1;
INSERT INTO switch.hydro_historical_monthly_capacity_factors (hydro_simple_scenario_id, generation_plant_id, year, month, hydro_min_flow_mw, hydro_avg_flow_mw) SELECT 21 as hydro_simple_scenario_id, 157880 as generation_plant_id, 2017 as year, month, hydro_min_flow_mw, hydro_avg_flow_mw FROM switch.hydro_historical_monthly_capacity_factors WHERE generation_plant_id = 5000864 AND hydro_simple_scenario_id = 1;
INSERT INTO switch.hydro_historical_monthly_capacity_factors (hydro_simple_scenario_id, generation_plant_id, year, month, hydro_min_flow_mw, hydro_avg_flow_mw) SELECT 21 as hydro_simple_scenario_id, 157881 as generation_plant_id, 2017 as year, month, hydro_min_flow_mw, hydro_avg_flow_mw FROM switch.hydro_historical_monthly_capacity_factors WHERE generation_plant_id = 5000865 AND hydro_simple_scenario_id = 1;
INSERT INTO switch.hydro_historical_monthly_capacity_factors (hydro_simple_scenario_id, generation_plant_id, year, month, hydro_min_flow_mw, hydro_avg_flow_mw) SELECT 21 as hydro_simple_scenario_id, 157837 as generation_plant_id, 2017 as year, month, hydro_min_flow_mw, hydro_avg_flow_mw FROM switch.hydro_historical_monthly_capacity_factors WHERE generation_plant_id = 5000821 AND hydro_simple_scenario_id = 1;
INSERT INTO switch.hydro_historical_monthly_capacity_factors (hydro_simple_scenario_id, generation_plant_id, year, month, hydro_min_flow_mw, hydro_avg_flow_mw) SELECT 21 as hydro_simple_scenario_id, 157882 as generation_plant_id, 2017 as year, month, hydro_min_flow_mw, hydro_avg_flow_mw FROM switch.hydro_historical_monthly_capacity_factors WHERE generation_plant_id = 5000866 AND hydro_simple_scenario_id = 1;
INSERT INTO switch.hydro_historical_monthly_capacity_factors (hydro_simple_scenario_id, generation_plant_id, year, month, hydro_min_flow_mw, hydro_avg_flow_mw) SELECT 21 as hydro_simple_scenario_id, 157968 as generation_plant_id, 2017 as year, month, hydro_min_flow_mw, hydro_avg_flow_mw FROM switch.hydro_historical_monthly_capacity_factors WHERE generation_plant_id = 1157631041 AND hydro_simple_scenario_id = 1;
INSERT INTO switch.hydro_historical_monthly_capacity_factors (hydro_simple_scenario_id, generation_plant_id, year, month, hydro_min_flow_mw, hydro_avg_flow_mw) SELECT 21 as hydro_simple_scenario_id, 157967 as generation_plant_id, 2017 as year, month, hydro_min_flow_mw, hydro_avg_flow_mw FROM switch.hydro_historical_monthly_capacity_factors WHERE generation_plant_id = 1157631040 AND hydro_simple_scenario_id = 1;
INSERT INTO switch.hydro_historical_monthly_capacity_factors (hydro_simple_scenario_id, generation_plant_id, year, month, hydro_min_flow_mw, hydro_avg_flow_mw) SELECT 21 as hydro_simple_scenario_id, 157883 as generation_plant_id, 2017 as year, month, hydro_min_flow_mw, hydro_avg_flow_mw FROM switch.hydro_historical_monthly_capacity_factors WHERE generation_plant_id = 5000867 AND hydro_simple_scenario_id = 1;
INSERT INTO switch.hydro_historical_monthly_capacity_factors (hydro_simple_scenario_id, generation_plant_id, year, month, hydro_min_flow_mw, hydro_avg_flow_mw) SELECT 21 as hydro_simple_scenario_id, 157887 as generation_plant_id, 2017 as year, month, hydro_min_flow_mw, hydro_avg_flow_mw FROM switch.hydro_historical_monthly_capacity_factors WHERE generation_plant_id = 5000871 AND hydro_simple_scenario_id = 1;
INSERT INTO switch.hydro_historical_monthly_capacity_factors (hydro_simple_scenario_id, generation_plant_id, year, month, hydro_min_flow_mw, hydro_avg_flow_mw) SELECT 21 as hydro_simple_scenario_id, 157885 as generation_plant_id, 2017 as year, month, hydro_min_flow_mw, hydro_avg_flow_mw FROM switch.hydro_historical_monthly_capacity_factors WHERE generation_plant_id = 5000869 AND hydro_simple_scenario_id = 1;
INSERT INTO switch.hydro_historical_monthly_capacity_factors (hydro_simple_scenario_id, generation_plant_id, year, month, hydro_min_flow_mw, hydro_avg_flow_mw) SELECT 21 as hydro_simple_scenario_id, 157884 as generation_plant_id, 2017 as year, month, hydro_min_flow_mw, hydro_avg_flow_mw FROM switch.hydro_historical_monthly_capacity_factors WHERE generation_plant_id = 5000868 AND hydro_simple_scenario_id = 1;
INSERT INTO switch.hydro_historical_monthly_capacity_factors (hydro_simple_scenario_id, generation_plant_id, year, month, hydro_min_flow_mw, hydro_avg_flow_mw) SELECT 21 as hydro_simple_scenario_id, 157886 as generation_plant_id, 2017 as year, month, hydro_min_flow_mw, hydro_avg_flow_mw FROM switch.hydro_historical_monthly_capacity_factors WHERE generation_plant_id = 5000870 AND hydro_simple_scenario_id = 1;
INSERT INTO switch.hydro_historical_monthly_capacity_factors (hydro_simple_scenario_id, generation_plant_id, year, month, hydro_min_flow_mw, hydro_avg_flow_mw) SELECT 21 as hydro_simple_scenario_id, 157946 as generation_plant_id, 2017 as year, month, hydro_min_flow_mw, hydro_avg_flow_mw FROM switch.hydro_historical_monthly_capacity_factors WHERE generation_plant_id = 1157631019 AND hydro_simple_scenario_id = 1;
INSERT INTO switch.hydro_historical_monthly_capacity_factors (hydro_simple_scenario_id, generation_plant_id, year, month, hydro_min_flow_mw, hydro_avg_flow_mw) SELECT 21 as hydro_simple_scenario_id, 157944 as generation_plant_id, 2017 as year, month, hydro_min_flow_mw, hydro_avg_flow_mw FROM switch.hydro_historical_monthly_capacity_factors WHERE generation_plant_id = 1157631017 AND hydro_simple_scenario_id = 1;
INSERT INTO switch.hydro_historical_monthly_capacity_factors (hydro_simple_scenario_id, generation_plant_id, year, month, hydro_min_flow_mw, hydro_avg_flow_mw) SELECT 21 as hydro_simple_scenario_id, 157888 as generation_plant_id, 2017 as year, month, hydro_min_flow_mw, hydro_avg_flow_mw FROM switch.hydro_historical_monthly_capacity_factors WHERE generation_plant_id = 5000872 AND hydro_simple_scenario_id = 1;
INSERT INTO switch.hydro_historical_monthly_capacity_factors (hydro_simple_scenario_id, generation_plant_id, year, month, hydro_min_flow_mw, hydro_avg_flow_mw) SELECT 21 as hydro_simple_scenario_id, 157889 as generation_plant_id, 2017 as year, month, hydro_min_flow_mw, hydro_avg_flow_mw FROM switch.hydro_historical_monthly_capacity_factors WHERE generation_plant_id = 5000873 AND hydro_simple_scenario_id = 1;
INSERT INTO switch.hydro_historical_monthly_capacity_factors (hydro_simple_scenario_id, generation_plant_id, year, month, hydro_min_flow_mw, hydro_avg_flow_mw) SELECT 21 as hydro_simple_scenario_id, 157991 as generation_plant_id, 2017 as year, month, hydro_min_flow_mw, hydro_avg_flow_mw FROM switch.hydro_historical_monthly_capacity_factors WHERE generation_plant_id = 1157631064 AND hydro_simple_scenario_id = 1;
INSERT INTO switch.hydro_historical_monthly_capacity_factors (hydro_simple_scenario_id, generation_plant_id, year, month, hydro_min_flow_mw, hydro_avg_flow_mw) SELECT 21 as hydro_simple_scenario_id, 158041 as generation_plant_id, 2017 as year, month, hydro_min_flow_mw, hydro_avg_flow_mw FROM switch.hydro_historical_monthly_capacity_factors WHERE generation_plant_id = 1157631114 AND hydro_simple_scenario_id = 1;
INSERT INTO switch.hydro_historical_monthly_capacity_factors (hydro_simple_scenario_id, generation_plant_id, year, month, hydro_min_flow_mw, hydro_avg_flow_mw) SELECT 21 as hydro_simple_scenario_id, 158042 as generation_plant_id, 2017 as year, month, hydro_min_flow_mw, hydro_avg_flow_mw FROM switch.hydro_historical_monthly_capacity_factors WHERE generation_plant_id = 1157631115 AND hydro_simple_scenario_id = 1;
INSERT INTO switch.hydro_historical_monthly_capacity_factors (hydro_simple_scenario_id, generation_plant_id, year, month, hydro_min_flow_mw, hydro_avg_flow_mw) SELECT 21 as hydro_simple_scenario_id, 157890 as generation_plant_id, 2017 as year, month, hydro_min_flow_mw, hydro_avg_flow_mw FROM switch.hydro_historical_monthly_capacity_factors WHERE generation_plant_id = 5000874 AND hydro_simple_scenario_id = 1;
INSERT INTO switch.hydro_historical_monthly_capacity_factors (hydro_simple_scenario_id, generation_plant_id, year, month, hydro_min_flow_mw, hydro_avg_flow_mw) SELECT 21 as hydro_simple_scenario_id, 157891 as generation_plant_id, 2017 as year, month, hydro_min_flow_mw, hydro_avg_flow_mw FROM switch.hydro_historical_monthly_capacity_factors WHERE generation_plant_id = 5000875 AND hydro_simple_scenario_id = 1;
INSERT INTO switch.hydro_historical_monthly_capacity_factors (hydro_simple_scenario_id, generation_plant_id, year, month, hydro_min_flow_mw, hydro_avg_flow_mw) SELECT 21 as hydro_simple_scenario_id, 157892 as generation_plant_id, 2017 as year, month, hydro_min_flow_mw, hydro_avg_flow_mw FROM switch.hydro_historical_monthly_capacity_factors WHERE generation_plant_id = 5000876 AND hydro_simple_scenario_id = 1;
INSERT INTO switch.hydro_historical_monthly_capacity_factors (hydro_simple_scenario_id, generation_plant_id, year, month, hydro_min_flow_mw, hydro_avg_flow_mw) SELECT 21 as hydro_simple_scenario_id, 157893 as generation_plant_id, 2017 as year, month, hydro_min_flow_mw, hydro_avg_flow_mw FROM switch.hydro_historical_monthly_capacity_factors WHERE generation_plant_id = 5000877 AND hydro_simple_scenario_id = 1;
INSERT INTO switch.hydro_historical_monthly_capacity_factors (hydro_simple_scenario_id, generation_plant_id, year, month, hydro_min_flow_mw, hydro_avg_flow_mw) SELECT 21 as hydro_simple_scenario_id, 158020 as generation_plant_id, 2017 as year, month, hydro_min_flow_mw, hydro_avg_flow_mw FROM switch.hydro_historical_monthly_capacity_factors WHERE generation_plant_id = 1157631093 AND hydro_simple_scenario_id = 1;
INSERT INTO switch.hydro_historical_monthly_capacity_factors (hydro_simple_scenario_id, generation_plant_id, year, month, hydro_min_flow_mw, hydro_avg_flow_mw) SELECT 21 as hydro_simple_scenario_id, 158024 as generation_plant_id, 2017 as year, month, hydro_min_flow_mw, hydro_avg_flow_mw FROM switch.hydro_historical_monthly_capacity_factors WHERE generation_plant_id = 1157631097 AND hydro_simple_scenario_id = 1;
INSERT INTO switch.hydro_historical_monthly_capacity_factors (hydro_simple_scenario_id, generation_plant_id, year, month, hydro_min_flow_mw, hydro_avg_flow_mw) SELECT 21 as hydro_simple_scenario_id, 158054 as generation_plant_id, 2017 as year, month, hydro_min_flow_mw, hydro_avg_flow_mw FROM switch.hydro_historical_monthly_capacity_factors WHERE generation_plant_id = 1157631127 AND hydro_simple_scenario_id = 1;
INSERT INTO switch.hydro_historical_monthly_capacity_factors (hydro_simple_scenario_id, generation_plant_id, year, month, hydro_min_flow_mw, hydro_avg_flow_mw) SELECT 21 as hydro_simple_scenario_id, 158058 as generation_plant_id, 2017 as year, month, hydro_min_flow_mw, hydro_avg_flow_mw FROM switch.hydro_historical_monthly_capacity_factors WHERE generation_plant_id = 1157631131 AND hydro_simple_scenario_id = 1;
INSERT INTO switch.hydro_historical_monthly_capacity_factors (hydro_simple_scenario_id, generation_plant_id, year, month, hydro_min_flow_mw, hydro_avg_flow_mw) SELECT 21 as hydro_simple_scenario_id, 157996 as generation_plant_id, 2017 as year, month, hydro_min_flow_mw, hydro_avg_flow_mw FROM switch.hydro_historical_monthly_capacity_factors WHERE generation_plant_id = 1157631069 AND hydro_simple_scenario_id = 1;
INSERT INTO switch.hydro_historical_monthly_capacity_factors (hydro_simple_scenario_id, generation_plant_id, year, month, hydro_min_flow_mw, hydro_avg_flow_mw) SELECT 21 as hydro_simple_scenario_id, 158001 as generation_plant_id, 2017 as year, month, hydro_min_flow_mw, hydro_avg_flow_mw FROM switch.hydro_historical_monthly_capacity_factors WHERE generation_plant_id = 1157631074 AND hydro_simple_scenario_id = 1;
INSERT INTO switch.hydro_historical_monthly_capacity_factors (hydro_simple_scenario_id, generation_plant_id, year, month, hydro_min_flow_mw, hydro_avg_flow_mw) SELECT 21 as hydro_simple_scenario_id, 157998 as generation_plant_id, 2017 as year, month, hydro_min_flow_mw, hydro_avg_flow_mw FROM switch.hydro_historical_monthly_capacity_factors WHERE generation_plant_id = 1157631071 AND hydro_simple_scenario_id = 1;
INSERT INTO switch.hydro_historical_monthly_capacity_factors (hydro_simple_scenario_id, generation_plant_id, year, month, hydro_min_flow_mw, hydro_avg_flow_mw) SELECT 21 as hydro_simple_scenario_id, 157999 as generation_plant_id, 2017 as year, month, hydro_min_flow_mw, hydro_avg_flow_mw FROM switch.hydro_historical_monthly_capacity_factors WHERE generation_plant_id = 1157631072 AND hydro_simple_scenario_id = 1;
INSERT INTO switch.hydro_historical_monthly_capacity_factors (hydro_simple_scenario_id, generation_plant_id, year, month, hydro_min_flow_mw, hydro_avg_flow_mw) SELECT 21 as hydro_simple_scenario_id, 157894 as generation_plant_id, 2017 as year, month, hydro_min_flow_mw, hydro_avg_flow_mw FROM switch.hydro_historical_monthly_capacity_factors WHERE generation_plant_id = 5000878 AND hydro_simple_scenario_id = 1;
INSERT INTO switch.hydro_historical_monthly_capacity_factors (hydro_simple_scenario_id, generation_plant_id, year, month, hydro_min_flow_mw, hydro_avg_flow_mw) SELECT 21 as hydro_simple_scenario_id, 157895 as generation_plant_id, 2017 as year, month, hydro_min_flow_mw, hydro_avg_flow_mw FROM switch.hydro_historical_monthly_capacity_factors WHERE generation_plant_id = 5000879 AND hydro_simple_scenario_id = 1;
INSERT INTO switch.hydro_historical_monthly_capacity_factors (hydro_simple_scenario_id, generation_plant_id, year, month, hydro_min_flow_mw, hydro_avg_flow_mw) SELECT 21 as hydro_simple_scenario_id, 158000 as generation_plant_id, 2017 as year, month, hydro_min_flow_mw, hydro_avg_flow_mw FROM switch.hydro_historical_monthly_capacity_factors WHERE generation_plant_id = 1157631073 AND hydro_simple_scenario_id = 1;
INSERT INTO switch.hydro_historical_monthly_capacity_factors (hydro_simple_scenario_id, generation_plant_id, year, month, hydro_min_flow_mw, hydro_avg_flow_mw) SELECT 21 as hydro_simple_scenario_id, 157896 as generation_plant_id, 2017 as year, month, hydro_min_flow_mw, hydro_avg_flow_mw FROM switch.hydro_historical_monthly_capacity_factors WHERE generation_plant_id = 5000880 AND hydro_simple_scenario_id = 1;
INSERT INTO switch.hydro_historical_monthly_capacity_factors (hydro_simple_scenario_id, generation_plant_id, year, month, hydro_min_flow_mw, hydro_avg_flow_mw) SELECT 21 as hydro_simple_scenario_id, 157897 as generation_plant_id, 2017 as year, month, hydro_min_flow_mw, hydro_avg_flow_mw FROM switch.hydro_historical_monthly_capacity_factors WHERE generation_plant_id = 5000881 AND hydro_simple_scenario_id = 1;
INSERT INTO switch.hydro_historical_monthly_capacity_factors (hydro_simple_scenario_id, generation_plant_id, year, month, hydro_min_flow_mw, hydro_avg_flow_mw) SELECT 21 as hydro_simple_scenario_id, 157983 as generation_plant_id, 2017 as year, month, hydro_min_flow_mw, hydro_avg_flow_mw FROM switch.hydro_historical_monthly_capacity_factors WHERE generation_plant_id = 1157631056 AND hydro_simple_scenario_id = 1;
INSERT INTO switch.hydro_historical_monthly_capacity_factors (hydro_simple_scenario_id, generation_plant_id, year, month, hydro_min_flow_mw, hydro_avg_flow_mw) SELECT 21 as hydro_simple_scenario_id, 157990 as generation_plant_id, 2017 as year, month, hydro_min_flow_mw, hydro_avg_flow_mw FROM switch.hydro_historical_monthly_capacity_factors WHERE generation_plant_id = 1157631063 AND hydro_simple_scenario_id = 1;
INSERT INTO switch.hydro_historical_monthly_capacity_factors (hydro_simple_scenario_id, generation_plant_id, year, month, hydro_min_flow_mw, hydro_avg_flow_mw) SELECT 21 as hydro_simple_scenario_id, 157898 as generation_plant_id, 2017 as year, month, hydro_min_flow_mw, hydro_avg_flow_mw FROM switch.hydro_historical_monthly_capacity_factors WHERE generation_plant_id = 5000882 AND hydro_simple_scenario_id = 1;
INSERT INTO switch.hydro_historical_monthly_capacity_factors (hydro_simple_scenario_id, generation_plant_id, year, month, hydro_min_flow_mw, hydro_avg_flow_mw) SELECT 21 as hydro_simple_scenario_id, 157899 as generation_plant_id, 2017 as year, month, hydro_min_flow_mw, hydro_avg_flow_mw FROM switch.hydro_historical_monthly_capacity_factors WHERE generation_plant_id = 5000883 AND hydro_simple_scenario_id = 1;
INSERT INTO switch.hydro_historical_monthly_capacity_factors (hydro_simple_scenario_id, generation_plant_id, year, month, hydro_min_flow_mw, hydro_avg_flow_mw) SELECT 21 as hydro_simple_scenario_id, 157900 as generation_plant_id, 2017 as year, month, hydro_min_flow_mw, hydro_avg_flow_mw FROM switch.hydro_historical_monthly_capacity_factors WHERE generation_plant_id = 5000884 AND hydro_simple_scenario_id = 1;
INSERT INTO switch.hydro_historical_monthly_capacity_factors (hydro_simple_scenario_id, generation_plant_id, year, month, hydro_min_flow_mw, hydro_avg_flow_mw) SELECT 21 as hydro_simple_scenario_id, 157943 as generation_plant_id, 2017 as year, month, hydro_min_flow_mw, hydro_avg_flow_mw FROM switch.hydro_historical_monthly_capacity_factors WHERE generation_plant_id = 1157631016 AND hydro_simple_scenario_id = 1;
INSERT INTO switch.hydro_historical_monthly_capacity_factors (hydro_simple_scenario_id, generation_plant_id, year, month, hydro_min_flow_mw, hydro_avg_flow_mw) SELECT 21 as hydro_simple_scenario_id, 157947 as generation_plant_id, 2017 as year, month, hydro_min_flow_mw, hydro_avg_flow_mw FROM switch.hydro_historical_monthly_capacity_factors WHERE generation_plant_id = 1157631020 AND hydro_simple_scenario_id = 1;
INSERT INTO switch.hydro_historical_monthly_capacity_factors (hydro_simple_scenario_id, generation_plant_id, year, month, hydro_min_flow_mw, hydro_avg_flow_mw) SELECT 21 as hydro_simple_scenario_id, 157988 as generation_plant_id, 2017 as year, month, hydro_min_flow_mw, hydro_avg_flow_mw FROM switch.hydro_historical_monthly_capacity_factors WHERE generation_plant_id = 1157631061 AND hydro_simple_scenario_id = 1;
INSERT INTO switch.hydro_historical_monthly_capacity_factors (hydro_simple_scenario_id, generation_plant_id, year, month, hydro_min_flow_mw, hydro_avg_flow_mw) SELECT 21 as hydro_simple_scenario_id, 157901 as generation_plant_id, 2017 as year, month, hydro_min_flow_mw, hydro_avg_flow_mw FROM switch.hydro_historical_monthly_capacity_factors WHERE generation_plant_id = 5000885 AND hydro_simple_scenario_id = 1;
INSERT INTO switch.hydro_historical_monthly_capacity_factors (hydro_simple_scenario_id, generation_plant_id, year, month, hydro_min_flow_mw, hydro_avg_flow_mw) SELECT 21 as hydro_simple_scenario_id, 157838 as generation_plant_id, 2017 as year, month, hydro_min_flow_mw, hydro_avg_flow_mw FROM switch.hydro_historical_monthly_capacity_factors WHERE generation_plant_id = 5000822 AND hydro_simple_scenario_id = 1;
INSERT INTO switch.hydro_historical_monthly_capacity_factors (hydro_simple_scenario_id, generation_plant_id, year, month, hydro_min_flow_mw, hydro_avg_flow_mw) SELECT 21 as hydro_simple_scenario_id, 157987 as generation_plant_id, 2017 as year, month, hydro_min_flow_mw, hydro_avg_flow_mw FROM switch.hydro_historical_monthly_capacity_factors WHERE generation_plant_id = 1157631060 AND hydro_simple_scenario_id = 1;
INSERT INTO switch.hydro_historical_monthly_capacity_factors (hydro_simple_scenario_id, generation_plant_id, year, month, hydro_min_flow_mw, hydro_avg_flow_mw) SELECT 21 as hydro_simple_scenario_id, 157985 as generation_plant_id, 2017 as year, month, hydro_min_flow_mw, hydro_avg_flow_mw FROM switch.hydro_historical_monthly_capacity_factors WHERE generation_plant_id = 1157631058 AND hydro_simple_scenario_id = 1;
INSERT INTO switch.hydro_historical_monthly_capacity_factors (hydro_simple_scenario_id, generation_plant_id, year, month, hydro_min_flow_mw, hydro_avg_flow_mw) SELECT 21 as hydro_simple_scenario_id, 158052 as generation_plant_id, 2017 as year, month, hydro_min_flow_mw, hydro_avg_flow_mw FROM switch.hydro_historical_monthly_capacity_factors WHERE generation_plant_id = 1157631125 AND hydro_simple_scenario_id = 1;
INSERT INTO switch.hydro_historical_monthly_capacity_factors (hydro_simple_scenario_id, generation_plant_id, year, month, hydro_min_flow_mw, hydro_avg_flow_mw) SELECT 21 as hydro_simple_scenario_id, 158053 as generation_plant_id, 2017 as year, month, hydro_min_flow_mw, hydro_avg_flow_mw FROM switch.hydro_historical_monthly_capacity_factors WHERE generation_plant_id = 1157631126 AND hydro_simple_scenario_id = 1;
INSERT INTO switch.hydro_historical_monthly_capacity_factors (hydro_simple_scenario_id, generation_plant_id, year, month, hydro_min_flow_mw, hydro_avg_flow_mw) SELECT 21 as hydro_simple_scenario_id, 158005 as generation_plant_id, 2017 as year, month, hydro_min_flow_mw, hydro_avg_flow_mw FROM switch.hydro_historical_monthly_capacity_factors WHERE generation_plant_id = 1157631078 AND hydro_simple_scenario_id = 1;
INSERT INTO switch.hydro_historical_monthly_capacity_factors (hydro_simple_scenario_id, generation_plant_id, year, month, hydro_min_flow_mw, hydro_avg_flow_mw) SELECT 21 as hydro_simple_scenario_id, 158003 as generation_plant_id, 2017 as year, month, hydro_min_flow_mw, hydro_avg_flow_mw FROM switch.hydro_historical_monthly_capacity_factors WHERE generation_plant_id = 1157631076 AND hydro_simple_scenario_id = 1;
INSERT INTO switch.hydro_historical_monthly_capacity_factors (hydro_simple_scenario_id, generation_plant_id, year, month, hydro_min_flow_mw, hydro_avg_flow_mw) SELECT 21 as hydro_simple_scenario_id, 157984 as generation_plant_id, 2017 as year, month, hydro_min_flow_mw, hydro_avg_flow_mw FROM switch.hydro_historical_monthly_capacity_factors WHERE generation_plant_id = 1157631057 AND hydro_simple_scenario_id = 1;
INSERT INTO switch.hydro_historical_monthly_capacity_factors (hydro_simple_scenario_id, generation_plant_id, year, month, hydro_min_flow_mw, hydro_avg_flow_mw) SELECT 21 as hydro_simple_scenario_id, 157902 as generation_plant_id, 2017 as year, month, hydro_min_flow_mw, hydro_avg_flow_mw FROM switch.hydro_historical_monthly_capacity_factors WHERE generation_plant_id = 5000886 AND hydro_simple_scenario_id = 1;
INSERT INTO switch.hydro_historical_monthly_capacity_factors (hydro_simple_scenario_id, generation_plant_id, year, month, hydro_min_flow_mw, hydro_avg_flow_mw) SELECT 21 as hydro_simple_scenario_id, 157903 as generation_plant_id, 2017 as year, month, hydro_min_flow_mw, hydro_avg_flow_mw FROM switch.hydro_historical_monthly_capacity_factors WHERE generation_plant_id = 5000887 AND hydro_simple_scenario_id = 1;
INSERT INTO switch.hydro_historical_monthly_capacity_factors (hydro_simple_scenario_id, generation_plant_id, year, month, hydro_min_flow_mw, hydro_avg_flow_mw) SELECT 21 as hydro_simple_scenario_id, 157955 as generation_plant_id, 2017 as year, month, hydro_min_flow_mw, hydro_avg_flow_mw FROM switch.hydro_historical_monthly_capacity_factors WHERE generation_plant_id = 1157631028 AND hydro_simple_scenario_id = 1;
INSERT INTO switch.hydro_historical_monthly_capacity_factors (hydro_simple_scenario_id, generation_plant_id, year, month, hydro_min_flow_mw, hydro_avg_flow_mw) SELECT 21 as hydro_simple_scenario_id, 157839 as generation_plant_id, 2017 as year, month, hydro_min_flow_mw, hydro_avg_flow_mw FROM switch.hydro_historical_monthly_capacity_factors WHERE generation_plant_id = 5000823 AND hydro_simple_scenario_id = 1;
INSERT INTO switch.hydro_historical_monthly_capacity_factors (hydro_simple_scenario_id, generation_plant_id, year, month, hydro_min_flow_mw, hydro_avg_flow_mw) SELECT 21 as hydro_simple_scenario_id, 157904 as generation_plant_id, 2017 as year, month, hydro_min_flow_mw, hydro_avg_flow_mw FROM switch.hydro_historical_monthly_capacity_factors WHERE generation_plant_id = 5000888 AND hydro_simple_scenario_id = 1;
INSERT INTO switch.hydro_historical_monthly_capacity_factors (hydro_simple_scenario_id, generation_plant_id, year, month, hydro_min_flow_mw, hydro_avg_flow_mw) SELECT 21 as hydro_simple_scenario_id, 158023 as generation_plant_id, 2017 as year, month, hydro_min_flow_mw, hydro_avg_flow_mw FROM switch.hydro_historical_monthly_capacity_factors WHERE generation_plant_id = 1157631096 AND hydro_simple_scenario_id = 1;
INSERT INTO switch.hydro_historical_monthly_capacity_factors (hydro_simple_scenario_id, generation_plant_id, year, month, hydro_min_flow_mw, hydro_avg_flow_mw) SELECT 21 as hydro_simple_scenario_id, 157989 as generation_plant_id, 2017 as year, month, hydro_min_flow_mw, hydro_avg_flow_mw FROM switch.hydro_historical_monthly_capacity_factors WHERE generation_plant_id = 1157631062 AND hydro_simple_scenario_id = 1;
INSERT INTO switch.hydro_historical_monthly_capacity_factors (hydro_simple_scenario_id, generation_plant_id, year, month, hydro_min_flow_mw, hydro_avg_flow_mw) SELECT 21 as hydro_simple_scenario_id, 157905 as generation_plant_id, 2017 as year, month, hydro_min_flow_mw, hydro_avg_flow_mw FROM switch.hydro_historical_monthly_capacity_factors WHERE generation_plant_id = 5000889 AND hydro_simple_scenario_id = 1;
INSERT INTO switch.hydro_historical_monthly_capacity_factors (hydro_simple_scenario_id, generation_plant_id, year, month, hydro_min_flow_mw, hydro_avg_flow_mw) SELECT 21 as hydro_simple_scenario_id, 157906 as generation_plant_id, 2017 as year, month, hydro_min_flow_mw, hydro_avg_flow_mw FROM switch.hydro_historical_monthly_capacity_factors WHERE generation_plant_id = 5000890 AND hydro_simple_scenario_id = 1;
INSERT INTO switch.hydro_historical_monthly_capacity_factors (hydro_simple_scenario_id, generation_plant_id, year, month, hydro_min_flow_mw, hydro_avg_flow_mw) SELECT 21 as hydro_simple_scenario_id, 157907 as generation_plant_id, 2017 as year, month, hydro_min_flow_mw, hydro_avg_flow_mw FROM switch.hydro_historical_monthly_capacity_factors WHERE generation_plant_id = 5000891 AND hydro_simple_scenario_id = 1;
INSERT INTO switch.hydro_historical_monthly_capacity_factors (hydro_simple_scenario_id, generation_plant_id, year, month, hydro_min_flow_mw, hydro_avg_flow_mw) SELECT 21 as hydro_simple_scenario_id, 157908 as generation_plant_id, 2017 as year, month, hydro_min_flow_mw, hydro_avg_flow_mw FROM switch.hydro_historical_monthly_capacity_factors WHERE generation_plant_id = 5000892 AND hydro_simple_scenario_id = 1;
INSERT INTO switch.hydro_historical_monthly_capacity_factors (hydro_simple_scenario_id, generation_plant_id, year, month, hydro_min_flow_mw, hydro_avg_flow_mw) SELECT 21 as hydro_simple_scenario_id, 158011 as generation_plant_id, 2017 as year, month, hydro_min_flow_mw, hydro_avg_flow_mw FROM switch.hydro_historical_monthly_capacity_factors WHERE generation_plant_id = 1157631084 AND hydro_simple_scenario_id = 1;
INSERT INTO switch.hydro_historical_monthly_capacity_factors (hydro_simple_scenario_id, generation_plant_id, year, month, hydro_min_flow_mw, hydro_avg_flow_mw) SELECT 21 as hydro_simple_scenario_id, 158013 as generation_plant_id, 2017 as year, month, hydro_min_flow_mw, hydro_avg_flow_mw FROM switch.hydro_historical_monthly_capacity_factors WHERE generation_plant_id = 1157631086 AND hydro_simple_scenario_id = 1;
INSERT INTO switch.hydro_historical_monthly_capacity_factors (hydro_simple_scenario_id, generation_plant_id, year, month, hydro_min_flow_mw, hydro_avg_flow_mw) SELECT 21 as hydro_simple_scenario_id, 157840 as generation_plant_id, 2017 as year, month, hydro_min_flow_mw, hydro_avg_flow_mw FROM switch.hydro_historical_monthly_capacity_factors WHERE generation_plant_id = 5000824 AND hydro_simple_scenario_id = 1;
INSERT INTO switch.hydro_historical_monthly_capacity_factors (hydro_simple_scenario_id, generation_plant_id, year, month, hydro_min_flow_mw, hydro_avg_flow_mw) SELECT 21 as hydro_simple_scenario_id, 158012 as generation_plant_id, 2017 as year, month, hydro_min_flow_mw, hydro_avg_flow_mw FROM switch.hydro_historical_monthly_capacity_factors WHERE generation_plant_id = 1157631085 AND hydro_simple_scenario_id = 1;
INSERT INTO switch.hydro_historical_monthly_capacity_factors (hydro_simple_scenario_id, generation_plant_id, year, month, hydro_min_flow_mw, hydro_avg_flow_mw) SELECT 21 as hydro_simple_scenario_id, 157909 as generation_plant_id, 2017 as year, month, hydro_min_flow_mw, hydro_avg_flow_mw FROM switch.hydro_historical_monthly_capacity_factors WHERE generation_plant_id = 5000893 AND hydro_simple_scenario_id = 1;
INSERT INTO switch.hydro_historical_monthly_capacity_factors (hydro_simple_scenario_id, generation_plant_id, year, month, hydro_min_flow_mw, hydro_avg_flow_mw) SELECT 21 as hydro_simple_scenario_id, 158002 as generation_plant_id, 2017 as year, month, hydro_min_flow_mw, hydro_avg_flow_mw FROM switch.hydro_historical_monthly_capacity_factors WHERE generation_plant_id = 1157631075 AND hydro_simple_scenario_id = 1;
INSERT INTO switch.hydro_historical_monthly_capacity_factors (hydro_simple_scenario_id, generation_plant_id, year, month, hydro_min_flow_mw, hydro_avg_flow_mw) SELECT 21 as hydro_simple_scenario_id, 157841 as generation_plant_id, 2017 as year, month, hydro_min_flow_mw, hydro_avg_flow_mw FROM switch.hydro_historical_monthly_capacity_factors WHERE generation_plant_id = 5000825 AND hydro_simple_scenario_id = 1;
INSERT INTO switch.hydro_historical_monthly_capacity_factors (hydro_simple_scenario_id, generation_plant_id, year, month, hydro_min_flow_mw, hydro_avg_flow_mw) SELECT 21 as hydro_simple_scenario_id, 157997 as generation_plant_id, 2017 as year, month, hydro_min_flow_mw, hydro_avg_flow_mw FROM switch.hydro_historical_monthly_capacity_factors WHERE generation_plant_id = 1157631070 AND hydro_simple_scenario_id = 1;
INSERT INTO switch.hydro_historical_monthly_capacity_factors (hydro_simple_scenario_id, generation_plant_id, year, month, hydro_min_flow_mw, hydro_avg_flow_mw) SELECT 21 as hydro_simple_scenario_id, 158004 as generation_plant_id, 2017 as year, month, hydro_min_flow_mw, hydro_avg_flow_mw FROM switch.hydro_historical_monthly_capacity_factors WHERE generation_plant_id = 1157631077 AND hydro_simple_scenario_id = 1;
INSERT INTO switch.hydro_historical_monthly_capacity_factors (hydro_simple_scenario_id, generation_plant_id, year, month, hydro_min_flow_mw, hydro_avg_flow_mw) SELECT 21 as hydro_simple_scenario_id, 157910 as generation_plant_id, 2017 as year, month, hydro_min_flow_mw, hydro_avg_flow_mw FROM switch.hydro_historical_monthly_capacity_factors WHERE generation_plant_id = 5000894 AND hydro_simple_scenario_id = 1;
INSERT INTO switch.hydro_historical_monthly_capacity_factors (hydro_simple_scenario_id, generation_plant_id, year, month, hydro_min_flow_mw, hydro_avg_flow_mw) SELECT 21 as hydro_simple_scenario_id, 157911 as generation_plant_id, 2017 as year, month, hydro_min_flow_mw, hydro_avg_flow_mw FROM switch.hydro_historical_monthly_capacity_factors WHERE generation_plant_id = 5000895 AND hydro_simple_scenario_id = 1;
INSERT INTO switch.hydro_historical_monthly_capacity_factors (hydro_simple_scenario_id, generation_plant_id, year, month, hydro_min_flow_mw, hydro_avg_flow_mw) SELECT 21 as hydro_simple_scenario_id, 157922 as generation_plant_id, 2017 as year, month, hydro_min_flow_mw, hydro_avg_flow_mw FROM switch.hydro_historical_monthly_capacity_factors WHERE generation_plant_id = 5000906 AND hydro_simple_scenario_id = 1;
INSERT INTO switch.hydro_historical_monthly_capacity_factors (hydro_simple_scenario_id, generation_plant_id, year, month, hydro_min_flow_mw, hydro_avg_flow_mw) SELECT 21 as hydro_simple_scenario_id, 157982 as generation_plant_id, 2017 as year, month, hydro_min_flow_mw, hydro_avg_flow_mw FROM switch.hydro_historical_monthly_capacity_factors WHERE generation_plant_id = 1157631055 AND hydro_simple_scenario_id = 1;
INSERT INTO switch.hydro_historical_monthly_capacity_factors (hydro_simple_scenario_id, generation_plant_id, year, month, hydro_min_flow_mw, hydro_avg_flow_mw) SELECT 21 as hydro_simple_scenario_id, 157981 as generation_plant_id, 2017 as year, month, hydro_min_flow_mw, hydro_avg_flow_mw FROM switch.hydro_historical_monthly_capacity_factors WHERE generation_plant_id = 1157631054 AND hydro_simple_scenario_id = 1;
INSERT INTO switch.hydro_historical_monthly_capacity_factors (hydro_simple_scenario_id, generation_plant_id, year, month, hydro_min_flow_mw, hydro_avg_flow_mw) SELECT 21 as hydro_simple_scenario_id, 157980 as generation_plant_id, 2017 as year, month, hydro_min_flow_mw, hydro_avg_flow_mw FROM switch.hydro_historical_monthly_capacity_factors WHERE generation_plant_id = 1157631053 AND hydro_simple_scenario_id = 1;
INSERT INTO switch.hydro_historical_monthly_capacity_factors (hydro_simple_scenario_id, generation_plant_id, year, month, hydro_min_flow_mw, hydro_avg_flow_mw) SELECT 21 as hydro_simple_scenario_id, 157942 as generation_plant_id, 2017 as year, month, hydro_min_flow_mw, hydro_avg_flow_mw FROM switch.hydro_historical_monthly_capacity_factors WHERE generation_plant_id = 1157631015 AND hydro_simple_scenario_id = 1;
INSERT INTO switch.hydro_historical_monthly_capacity_factors (hydro_simple_scenario_id, generation_plant_id, year, month, hydro_min_flow_mw, hydro_avg_flow_mw) SELECT 21 as hydro_simple_scenario_id, 157912 as generation_plant_id, 2017 as year, month, hydro_min_flow_mw, hydro_avg_flow_mw FROM switch.hydro_historical_monthly_capacity_factors WHERE generation_plant_id = 5000896 AND hydro_simple_scenario_id = 1;
INSERT INTO switch.hydro_historical_monthly_capacity_factors (hydro_simple_scenario_id, generation_plant_id, year, month, hydro_min_flow_mw, hydro_avg_flow_mw) SELECT 21 as hydro_simple_scenario_id, 157913 as generation_plant_id, 2017 as year, month, hydro_min_flow_mw, hydro_avg_flow_mw FROM switch.hydro_historical_monthly_capacity_factors WHERE generation_plant_id = 5000897 AND hydro_simple_scenario_id = 1;
INSERT INTO switch.hydro_historical_monthly_capacity_factors (hydro_simple_scenario_id, generation_plant_id, year, month, hydro_min_flow_mw, hydro_avg_flow_mw) SELECT 21 as hydro_simple_scenario_id, 157914 as generation_plant_id, 2017 as year, month, hydro_min_flow_mw, hydro_avg_flow_mw FROM switch.hydro_historical_monthly_capacity_factors WHERE generation_plant_id = 5000898 AND hydro_simple_scenario_id = 1;
INSERT INTO switch.hydro_historical_monthly_capacity_factors (hydro_simple_scenario_id, generation_plant_id, year, month, hydro_min_flow_mw, hydro_avg_flow_mw) SELECT 21 as hydro_simple_scenario_id, 157915 as generation_plant_id, 2017 as year, month, hydro_min_flow_mw, hydro_avg_flow_mw FROM switch.hydro_historical_monthly_capacity_factors WHERE generation_plant_id = 5000899 AND hydro_simple_scenario_id = 1;
INSERT INTO switch.hydro_historical_monthly_capacity_factors (hydro_simple_scenario_id, generation_plant_id, year, month, hydro_min_flow_mw, hydro_avg_flow_mw) SELECT 21 as hydro_simple_scenario_id, 157916 as generation_plant_id, 2017 as year, month, hydro_min_flow_mw, hydro_avg_flow_mw FROM switch.hydro_historical_monthly_capacity_factors WHERE generation_plant_id = 5000900 AND hydro_simple_scenario_id = 1;
INSERT INTO switch.hydro_historical_monthly_capacity_factors (hydro_simple_scenario_id, generation_plant_id, year, month, hydro_min_flow_mw, hydro_avg_flow_mw) SELECT 21 as hydro_simple_scenario_id, 157974 as generation_plant_id, 2017 as year, month, hydro_min_flow_mw, hydro_avg_flow_mw FROM switch.hydro_historical_monthly_capacity_factors WHERE generation_plant_id = 1157631047 AND hydro_simple_scenario_id = 1;
INSERT INTO switch.hydro_historical_monthly_capacity_factors (hydro_simple_scenario_id, generation_plant_id, year, month, hydro_min_flow_mw, hydro_avg_flow_mw) SELECT 21 as hydro_simple_scenario_id, 157976 as generation_plant_id, 2017 as year, month, hydro_min_flow_mw, hydro_avg_flow_mw FROM switch.hydro_historical_monthly_capacity_factors WHERE generation_plant_id = 1157631049 AND hydro_simple_scenario_id = 1;
INSERT INTO switch.hydro_historical_monthly_capacity_factors (hydro_simple_scenario_id, generation_plant_id, year, month, hydro_min_flow_mw, hydro_avg_flow_mw) SELECT 21 as hydro_simple_scenario_id, 157917 as generation_plant_id, 2017 as year, month, hydro_min_flow_mw, hydro_avg_flow_mw FROM switch.hydro_historical_monthly_capacity_factors WHERE generation_plant_id = 5000901 AND hydro_simple_scenario_id = 1;
INSERT INTO switch.hydro_historical_monthly_capacity_factors (hydro_simple_scenario_id, generation_plant_id, year, month, hydro_min_flow_mw, hydro_avg_flow_mw) SELECT 21 as hydro_simple_scenario_id, 157918 as generation_plant_id, 2017 as year, month, hydro_min_flow_mw, hydro_avg_flow_mw FROM switch.hydro_historical_monthly_capacity_factors WHERE generation_plant_id = 5000902 AND hydro_simple_scenario_id = 1;
INSERT INTO switch.hydro_historical_monthly_capacity_factors (hydro_simple_scenario_id, generation_plant_id, year, month, hydro_min_flow_mw, hydro_avg_flow_mw) SELECT 21 as hydro_simple_scenario_id, 157919 as generation_plant_id, 2017 as year, month, hydro_min_flow_mw, hydro_avg_flow_mw FROM switch.hydro_historical_monthly_capacity_factors WHERE generation_plant_id = 5000903 AND hydro_simple_scenario_id = 1;
INSERT INTO switch.hydro_historical_monthly_capacity_factors (hydro_simple_scenario_id, generation_plant_id, year, month, hydro_min_flow_mw, hydro_avg_flow_mw) SELECT 21 as hydro_simple_scenario_id, 157920 as generation_plant_id, 2017 as year, month, hydro_min_flow_mw, hydro_avg_flow_mw FROM switch.hydro_historical_monthly_capacity_factors WHERE generation_plant_id = 5000904 AND hydro_simple_scenario_id = 1;
INSERT INTO switch.hydro_historical_monthly_capacity_factors (hydro_simple_scenario_id, generation_plant_id, year, month, hydro_min_flow_mw, hydro_avg_flow_mw) SELECT 21 as hydro_simple_scenario_id, 157921 as generation_plant_id, 2017 as year, month, hydro_min_flow_mw, hydro_avg_flow_mw FROM switch.hydro_historical_monthly_capacity_factors WHERE generation_plant_id = 5000905 AND hydro_simple_scenario_id = 1;
INSERT INTO switch.hydro_historical_monthly_capacity_factors (hydro_simple_scenario_id, generation_plant_id, year, month, hydro_min_flow_mw, hydro_avg_flow_mw) SELECT 21 as hydro_simple_scenario_id, 157842 as generation_plant_id, 2017 as year, month, hydro_min_flow_mw, hydro_avg_flow_mw FROM switch.hydro_historical_monthly_capacity_factors WHERE generation_plant_id = 5000826 AND hydro_simple_scenario_id = 1;
INSERT INTO switch.hydro_historical_monthly_capacity_factors (hydro_simple_scenario_id, generation_plant_id, year, month, hydro_min_flow_mw, hydro_avg_flow_mw) SELECT 21 as hydro_simple_scenario_id, 157924 as generation_plant_id, 2017 as year, month, hydro_min_flow_mw, hydro_avg_flow_mw FROM switch.hydro_historical_monthly_capacity_factors WHERE generation_plant_id = 5000908 AND hydro_simple_scenario_id = 1;
INSERT INTO switch.hydro_historical_monthly_capacity_factors (hydro_simple_scenario_id, generation_plant_id, year, month, hydro_min_flow_mw, hydro_avg_flow_mw) SELECT 21 as hydro_simple_scenario_id, 157923 as generation_plant_id, 2017 as year, month, hydro_min_flow_mw, hydro_avg_flow_mw FROM switch.hydro_historical_monthly_capacity_factors WHERE generation_plant_id = 5000907 AND hydro_simple_scenario_id = 1;
INSERT INTO switch.hydro_historical_monthly_capacity_factors (hydro_simple_scenario_id, generation_plant_id, year, month, hydro_min_flow_mw, hydro_avg_flow_mw) SELECT 21 as hydro_simple_scenario_id, 157925 as generation_plant_id, 2017 as year, month, hydro_min_flow_mw, hydro_avg_flow_mw FROM switch.hydro_historical_monthly_capacity_factors WHERE generation_plant_id = 5000909 AND hydro_simple_scenario_id = 1;
INSERT INTO switch.hydro_historical_monthly_capacity_factors (hydro_simple_scenario_id, generation_plant_id, year, month, hydro_min_flow_mw, hydro_avg_flow_mw) SELECT 21 as hydro_simple_scenario_id, 157926 as generation_plant_id, 2017 as year, month, hydro_min_flow_mw, hydro_avg_flow_mw FROM switch.hydro_historical_monthly_capacity_factors WHERE generation_plant_id = 5000910 AND hydro_simple_scenario_id = 1;
INSERT INTO switch.hydro_historical_monthly_capacity_factors (hydro_simple_scenario_id, generation_plant_id, year, month, hydro_min_flow_mw, hydro_avg_flow_mw) SELECT 21 as hydro_simple_scenario_id, 158017 as generation_plant_id, 2017 as year, month, hydro_min_flow_mw, hydro_avg_flow_mw FROM switch.hydro_historical_monthly_capacity_factors WHERE generation_plant_id = 1157631090 AND hydro_simple_scenario_id = 1;
INSERT INTO switch.hydro_historical_monthly_capacity_factors (hydro_simple_scenario_id, generation_plant_id, year, month, hydro_min_flow_mw, hydro_avg_flow_mw) SELECT 21 as hydro_simple_scenario_id, 158016 as generation_plant_id, 2017 as year, month, hydro_min_flow_mw, hydro_avg_flow_mw FROM switch.hydro_historical_monthly_capacity_factors WHERE generation_plant_id = 1157631089 AND hydro_simple_scenario_id = 1;
INSERT INTO switch.hydro_historical_monthly_capacity_factors (hydro_simple_scenario_id, generation_plant_id, year, month, hydro_min_flow_mw, hydro_avg_flow_mw) SELECT 21 as hydro_simple_scenario_id, 158015 as generation_plant_id, 2017 as year, month, hydro_min_flow_mw, hydro_avg_flow_mw FROM switch.hydro_historical_monthly_capacity_factors WHERE generation_plant_id = 1157631088 AND hydro_simple_scenario_id = 1;
INSERT INTO switch.hydro_historical_monthly_capacity_factors (hydro_simple_scenario_id, generation_plant_id, year, month, hydro_min_flow_mw, hydro_avg_flow_mw) SELECT 21 as hydro_simple_scenario_id, 157975 as generation_plant_id, 2017 as year, month, hydro_min_flow_mw, hydro_avg_flow_mw FROM switch.hydro_historical_monthly_capacity_factors WHERE generation_plant_id = 1157631048 AND hydro_simple_scenario_id = 1;
INSERT INTO switch.hydro_historical_monthly_capacity_factors (hydro_simple_scenario_id, generation_plant_id, year, month, hydro_min_flow_mw, hydro_avg_flow_mw) SELECT 21 as hydro_simple_scenario_id, 157977 as generation_plant_id, 2017 as year, month, hydro_min_flow_mw, hydro_avg_flow_mw FROM switch.hydro_historical_monthly_capacity_factors WHERE generation_plant_id = 1157631050 AND hydro_simple_scenario_id = 1;
INSERT INTO switch.hydro_historical_monthly_capacity_factors (hydro_simple_scenario_id, generation_plant_id, year, month, hydro_min_flow_mw, hydro_avg_flow_mw) SELECT 21 as hydro_simple_scenario_id, 157963 as generation_plant_id, 2017 as year, month, hydro_min_flow_mw, hydro_avg_flow_mw FROM switch.hydro_historical_monthly_capacity_factors WHERE generation_plant_id = 1157631036 AND hydro_simple_scenario_id = 1;
INSERT INTO switch.hydro_historical_monthly_capacity_factors (hydro_simple_scenario_id, generation_plant_id, year, month, hydro_min_flow_mw, hydro_avg_flow_mw) SELECT 21 as hydro_simple_scenario_id, 157964 as generation_plant_id, 2017 as year, month, hydro_min_flow_mw, hydro_avg_flow_mw FROM switch.hydro_historical_monthly_capacity_factors WHERE generation_plant_id = 1157631037 AND hydro_simple_scenario_id = 1;
INSERT INTO switch.hydro_historical_monthly_capacity_factors (hydro_simple_scenario_id, generation_plant_id, year, month, hydro_min_flow_mw, hydro_avg_flow_mw) SELECT 21 as hydro_simple_scenario_id, 157965 as generation_plant_id, 2017 as year, month, hydro_min_flow_mw, hydro_avg_flow_mw FROM switch.hydro_historical_monthly_capacity_factors WHERE generation_plant_id = 1157631038 AND hydro_simple_scenario_id = 1;
INSERT INTO switch.hydro_historical_monthly_capacity_factors (hydro_simple_scenario_id, generation_plant_id, year, month, hydro_min_flow_mw, hydro_avg_flow_mw) SELECT 21 as hydro_simple_scenario_id, 157966 as generation_plant_id, 2017 as year, month, hydro_min_flow_mw, hydro_avg_flow_mw FROM switch.hydro_historical_monthly_capacity_factors WHERE generation_plant_id = 1157631039 AND hydro_simple_scenario_id = 1;
INSERT INTO switch.hydro_historical_monthly_capacity_factors (hydro_simple_scenario_id, generation_plant_id, year, month, hydro_min_flow_mw, hydro_avg_flow_mw) SELECT 21 as hydro_simple_scenario_id, 158043 as generation_plant_id, 2017 as year, month, hydro_min_flow_mw, hydro_avg_flow_mw FROM switch.hydro_historical_monthly_capacity_factors WHERE generation_plant_id = 1157631116 AND hydro_simple_scenario_id = 1;
INSERT INTO switch.hydro_historical_monthly_capacity_factors (hydro_simple_scenario_id, generation_plant_id, year, month, hydro_min_flow_mw, hydro_avg_flow_mw) SELECT 21 as hydro_simple_scenario_id, 158040 as generation_plant_id, 2017 as year, month, hydro_min_flow_mw, hydro_avg_flow_mw FROM switch.hydro_historical_monthly_capacity_factors WHERE generation_plant_id = 1157631113 AND hydro_simple_scenario_id = 1;
INSERT INTO switch.hydro_historical_monthly_capacity_factors (hydro_simple_scenario_id, generation_plant_id, year, month, hydro_min_flow_mw, hydro_avg_flow_mw) SELECT 21 as hydro_simple_scenario_id, 157843 as generation_plant_id, 2017 as year, month, hydro_min_flow_mw, hydro_avg_flow_mw FROM switch.hydro_historical_monthly_capacity_factors WHERE generation_plant_id = 5000827 AND hydro_simple_scenario_id = 1;
INSERT INTO switch.hydro_historical_monthly_capacity_factors (hydro_simple_scenario_id, generation_plant_id, year, month, hydro_min_flow_mw, hydro_avg_flow_mw) SELECT 21 as hydro_simple_scenario_id, 157927 as generation_plant_id, 2017 as year, month, hydro_min_flow_mw, hydro_avg_flow_mw FROM switch.hydro_historical_monthly_capacity_factors WHERE generation_plant_id = 5000911 AND hydro_simple_scenario_id = 1;
INSERT INTO switch.hydro_historical_monthly_capacity_factors (hydro_simple_scenario_id, generation_plant_id, year, month, hydro_min_flow_mw, hydro_avg_flow_mw) SELECT 21 as hydro_simple_scenario_id, 157928 as generation_plant_id, 2017 as year, month, hydro_min_flow_mw, hydro_avg_flow_mw FROM switch.hydro_historical_monthly_capacity_factors WHERE generation_plant_id = 5000912 AND hydro_simple_scenario_id = 1;
INSERT INTO switch.hydro_historical_monthly_capacity_factors (hydro_simple_scenario_id, generation_plant_id, year, month, hydro_min_flow_mw, hydro_avg_flow_mw) SELECT 21 as hydro_simple_scenario_id, 157844 as generation_plant_id, 2017 as year, month, hydro_min_flow_mw, hydro_avg_flow_mw FROM switch.hydro_historical_monthly_capacity_factors WHERE generation_plant_id = 5000828 AND hydro_simple_scenario_id = 1;
INSERT INTO switch.hydro_historical_monthly_capacity_factors (hydro_simple_scenario_id, generation_plant_id, year, month, hydro_min_flow_mw, hydro_avg_flow_mw) SELECT 21 as hydro_simple_scenario_id, 157929 as generation_plant_id, 2017 as year, month, hydro_min_flow_mw, hydro_avg_flow_mw FROM switch.hydro_historical_monthly_capacity_factors WHERE generation_plant_id = 5000913 AND hydro_simple_scenario_id = 1;
INSERT INTO switch.hydro_historical_monthly_capacity_factors (hydro_simple_scenario_id, generation_plant_id, year, month, hydro_min_flow_mw, hydro_avg_flow_mw) SELECT 21 as hydro_simple_scenario_id, 157930 as generation_plant_id, 2017 as year, month, hydro_min_flow_mw, hydro_avg_flow_mw FROM switch.hydro_historical_monthly_capacity_factors WHERE generation_plant_id = 5000914 AND hydro_simple_scenario_id = 1;
INSERT INTO switch.hydro_historical_monthly_capacity_factors (hydro_simple_scenario_id, generation_plant_id, year, month, hydro_min_flow_mw, hydro_avg_flow_mw) SELECT 21 as hydro_simple_scenario_id, 157931 as generation_plant_id, 2017 as year, month, hydro_min_flow_mw, hydro_avg_flow_mw FROM switch.hydro_historical_monthly_capacity_factors WHERE generation_plant_id = 5000915 AND hydro_simple_scenario_id = 1;
INSERT INTO switch.hydro_historical_monthly_capacity_factors (hydro_simple_scenario_id, generation_plant_id, year, month, hydro_min_flow_mw, hydro_avg_flow_mw) SELECT 21 as hydro_simple_scenario_id, 157932 as generation_plant_id, 2017 as year, month, hydro_min_flow_mw, hydro_avg_flow_mw FROM switch.hydro_historical_monthly_capacity_factors WHERE generation_plant_id = 5000916 AND hydro_simple_scenario_id = 1;
INSERT INTO switch.hydro_historical_monthly_capacity_factors (hydro_simple_scenario_id, generation_plant_id, year, month, hydro_min_flow_mw, hydro_avg_flow_mw) SELECT 21 as hydro_simple_scenario_id, 157933 as generation_plant_id, 2017 as year, month, hydro_min_flow_mw, hydro_avg_flow_mw FROM switch.hydro_historical_monthly_capacity_factors WHERE generation_plant_id = 5000917 AND hydro_simple_scenario_id = 1;
INSERT INTO switch.hydro_historical_monthly_capacity_factors (hydro_simple_scenario_id, generation_plant_id, year, month, hydro_min_flow_mw, hydro_avg_flow_mw) SELECT 21 as hydro_simple_scenario_id, 157934 as generation_plant_id, 2017 as year, month, hydro_min_flow_mw, hydro_avg_flow_mw FROM switch.hydro_historical_monthly_capacity_factors WHERE generation_plant_id = 5000918 AND hydro_simple_scenario_id = 1;
INSERT INTO switch.hydro_historical_monthly_capacity_factors (hydro_simple_scenario_id, generation_plant_id, year, month, hydro_min_flow_mw, hydro_avg_flow_mw) SELECT 21 as hydro_simple_scenario_id, 158010 as generation_plant_id, 2017 as year, month, hydro_min_flow_mw, hydro_avg_flow_mw FROM switch.hydro_historical_monthly_capacity_factors WHERE generation_plant_id = 1157631083 AND hydro_simple_scenario_id = 1;
INSERT INTO switch.hydro_historical_monthly_capacity_factors (hydro_simple_scenario_id, generation_plant_id, year, month, hydro_min_flow_mw, hydro_avg_flow_mw) SELECT 21 as hydro_simple_scenario_id, 157952 as generation_plant_id, 2017 as year, month, hydro_min_flow_mw, hydro_avg_flow_mw FROM switch.hydro_historical_monthly_capacity_factors WHERE generation_plant_id = 1157631025 AND hydro_simple_scenario_id = 1;
INSERT INTO switch.hydro_historical_monthly_capacity_factors (hydro_simple_scenario_id, generation_plant_id, year, month, hydro_min_flow_mw, hydro_avg_flow_mw) SELECT 21 as hydro_simple_scenario_id, 157949 as generation_plant_id, 2017 as year, month, hydro_min_flow_mw, hydro_avg_flow_mw FROM switch.hydro_historical_monthly_capacity_factors WHERE generation_plant_id = 1157631022 AND hydro_simple_scenario_id = 1;
INSERT INTO switch.hydro_historical_monthly_capacity_factors (hydro_simple_scenario_id, generation_plant_id, year, month, hydro_min_flow_mw, hydro_avg_flow_mw) SELECT 21 as hydro_simple_scenario_id, 157962 as generation_plant_id, 2017 as year, month, hydro_min_flow_mw, hydro_avg_flow_mw FROM switch.hydro_historical_monthly_capacity_factors WHERE generation_plant_id = 1157631035 AND hydro_simple_scenario_id = 1;
INSERT INTO switch.hydro_historical_monthly_capacity_factors (hydro_simple_scenario_id, generation_plant_id, year, month, hydro_min_flow_mw, hydro_avg_flow_mw) SELECT 21 as hydro_simple_scenario_id, 157935 as generation_plant_id, 2017 as year, month, hydro_min_flow_mw, hydro_avg_flow_mw FROM switch.hydro_historical_monthly_capacity_factors WHERE generation_plant_id = 5000919 AND hydro_simple_scenario_id = 1;
INSERT INTO switch.hydro_historical_monthly_capacity_factors (hydro_simple_scenario_id, generation_plant_id, year, month, hydro_min_flow_mw, hydro_avg_flow_mw) SELECT 21 as hydro_simple_scenario_id, 157936 as generation_plant_id, 2017 as year, month, hydro_min_flow_mw, hydro_avg_flow_mw FROM switch.hydro_historical_monthly_capacity_factors WHERE generation_plant_id = 5000920 AND hydro_simple_scenario_id = 1;
INSERT INTO switch.hydro_historical_monthly_capacity_factors (hydro_simple_scenario_id, generation_plant_id, year, month, hydro_min_flow_mw, hydro_avg_flow_mw) SELECT 21 as hydro_simple_scenario_id, 158007 as generation_plant_id, 2017 as year, month, hydro_min_flow_mw, hydro_avg_flow_mw FROM switch.hydro_historical_monthly_capacity_factors WHERE generation_plant_id = 1157631080 AND hydro_simple_scenario_id = 1;
INSERT INTO switch.hydro_historical_monthly_capacity_factors (hydro_simple_scenario_id, generation_plant_id, year, month, hydro_min_flow_mw, hydro_avg_flow_mw) SELECT 21 as hydro_simple_scenario_id, 157937 as generation_plant_id, 2017 as year, month, hydro_min_flow_mw, hydro_avg_flow_mw FROM switch.hydro_historical_monthly_capacity_factors WHERE generation_plant_id = 5000921 AND hydro_simple_scenario_id = 1;
INSERT INTO switch.hydro_historical_monthly_capacity_factors (hydro_simple_scenario_id, generation_plant_id, year, month, hydro_min_flow_mw, hydro_avg_flow_mw) SELECT 21 as hydro_simple_scenario_id, 157938 as generation_plant_id, 2017 as year, month, hydro_min_flow_mw, hydro_avg_flow_mw FROM switch.hydro_historical_monthly_capacity_factors WHERE generation_plant_id = 5000922 AND hydro_simple_scenario_id = 1;
INSERT INTO switch.hydro_historical_monthly_capacity_factors (hydro_simple_scenario_id, generation_plant_id, year, month, hydro_min_flow_mw, hydro_avg_flow_mw) SELECT 21 as hydro_simple_scenario_id, 157845 as generation_plant_id, 2017 as year, month, hydro_min_flow_mw, hydro_avg_flow_mw FROM switch.hydro_historical_monthly_capacity_factors WHERE generation_plant_id = 5000829 AND hydro_simple_scenario_id = 1;
INSERT INTO switch.hydro_historical_monthly_capacity_factors (hydro_simple_scenario_id, generation_plant_id, year, month, hydro_min_flow_mw, hydro_avg_flow_mw) SELECT 21 as hydro_simple_scenario_id, 158055 as generation_plant_id, 2017 as year, month, hydro_min_flow_mw, hydro_avg_flow_mw FROM switch.hydro_historical_monthly_capacity_factors WHERE generation_plant_id = 1157631128 AND hydro_simple_scenario_id = 1;
INSERT INTO switch.hydro_historical_monthly_capacity_factors (hydro_simple_scenario_id, generation_plant_id, year, month, hydro_min_flow_mw, hydro_avg_flow_mw) SELECT 21 as hydro_simple_scenario_id, 158056 as generation_plant_id, 2017 as year, month, hydro_min_flow_mw, hydro_avg_flow_mw FROM switch.hydro_historical_monthly_capacity_factors WHERE generation_plant_id = 1157631129 AND hydro_simple_scenario_id = 1;
INSERT INTO switch.hydro_historical_monthly_capacity_factors (hydro_simple_scenario_id, generation_plant_id, year, month, hydro_min_flow_mw, hydro_avg_flow_mw) SELECT 21 as hydro_simple_scenario_id, 157939 as generation_plant_id, 2017 as year, month, hydro_min_flow_mw, hydro_avg_flow_mw FROM switch.hydro_historical_monthly_capacity_factors WHERE generation_plant_id = 5000923 AND hydro_simple_scenario_id = 1;
INSERT INTO switch.hydro_historical_monthly_capacity_factors (hydro_simple_scenario_id, generation_plant_id, year, month, hydro_min_flow_mw, hydro_avg_flow_mw) SELECT 21 as hydro_simple_scenario_id, 158059 as generation_plant_id, 2017 as year, month, hydro_min_flow_mw, hydro_avg_flow_mw FROM switch.hydro_historical_monthly_capacity_factors WHERE generation_plant_id = 1157631165 AND hydro_simple_scenario_id = 1;
INSERT INTO switch.hydro_historical_monthly_capacity_factors (hydro_simple_scenario_id, generation_plant_id, year, month, hydro_min_flow_mw, hydro_avg_flow_mw) SELECT 21 as hydro_simple_scenario_id, 158068 as generation_plant_id, 2017 as year, month, hydro_min_flow_mw, hydro_avg_flow_mw FROM switch.hydro_historical_monthly_capacity_factors WHERE generation_plant_id = 1157631174 AND hydro_simple_scenario_id = 1;
INSERT INTO switch.hydro_historical_monthly_capacity_factors (hydro_simple_scenario_id, generation_plant_id, year, month, hydro_min_flow_mw, hydro_avg_flow_mw) SELECT 21 as hydro_simple_scenario_id, 158069 as generation_plant_id, 2017 as year, month, hydro_min_flow_mw, hydro_avg_flow_mw FROM switch.hydro_historical_monthly_capacity_factors WHERE generation_plant_id = 1157631175 AND hydro_simple_scenario_id = 1;
INSERT INTO switch.hydro_historical_monthly_capacity_factors (hydro_simple_scenario_id, generation_plant_id, year, month, hydro_min_flow_mw, hydro_avg_flow_mw) SELECT 21 as hydro_simple_scenario_id, 158070 as generation_plant_id, 2017 as year, month, hydro_min_flow_mw, hydro_avg_flow_mw FROM switch.hydro_historical_monthly_capacity_factors WHERE generation_plant_id = 1157631176 AND hydro_simple_scenario_id = 1;
INSERT INTO switch.hydro_historical_monthly_capacity_factors (hydro_simple_scenario_id, generation_plant_id, year, month, hydro_min_flow_mw, hydro_avg_flow_mw) SELECT 21 as hydro_simple_scenario_id, 158071 as generation_plant_id, 2017 as year, month, hydro_min_flow_mw, hydro_avg_flow_mw FROM switch.hydro_historical_monthly_capacity_factors WHERE generation_plant_id = 1157631177 AND hydro_simple_scenario_id = 1;
INSERT INTO switch.hydro_historical_monthly_capacity_factors (hydro_simple_scenario_id, generation_plant_id, year, month, hydro_min_flow_mw, hydro_avg_flow_mw) SELECT 21 as hydro_simple_scenario_id, 158072 as generation_plant_id, 2017 as year, month, hydro_min_flow_mw, hydro_avg_flow_mw FROM switch.hydro_historical_monthly_capacity_factors WHERE generation_plant_id = 1157631178 AND hydro_simple_scenario_id = 1;
INSERT INTO switch.hydro_historical_monthly_capacity_factors (hydro_simple_scenario_id, generation_plant_id, year, month, hydro_min_flow_mw, hydro_avg_flow_mw) SELECT 21 as hydro_simple_scenario_id, 158073 as generation_plant_id, 2017 as year, month, hydro_min_flow_mw, hydro_avg_flow_mw FROM switch.hydro_historical_monthly_capacity_factors WHERE generation_plant_id = 1157631179 AND hydro_simple_scenario_id = 1;
INSERT INTO switch.hydro_historical_monthly_capacity_factors (hydro_simple_scenario_id, generation_plant_id, year, month, hydro_min_flow_mw, hydro_avg_flow_mw) SELECT 21 as hydro_simple_scenario_id, 158074 as generation_plant_id, 2017 as year, month, hydro_min_flow_mw, hydro_avg_flow_mw FROM switch.hydro_historical_monthly_capacity_factors WHERE generation_plant_id = 1157631180 AND hydro_simple_scenario_id = 1;
INSERT INTO switch.hydro_historical_monthly_capacity_factors (hydro_simple_scenario_id, generation_plant_id, year, month, hydro_min_flow_mw, hydro_avg_flow_mw) SELECT 21 as hydro_simple_scenario_id, 158075 as generation_plant_id, 2017 as year, month, hydro_min_flow_mw, hydro_avg_flow_mw FROM switch.hydro_historical_monthly_capacity_factors WHERE generation_plant_id = 1157631181 AND hydro_simple_scenario_id = 1;
INSERT INTO switch.hydro_historical_monthly_capacity_factors (hydro_simple_scenario_id, generation_plant_id, year, month, hydro_min_flow_mw, hydro_avg_flow_mw) SELECT 21 as hydro_simple_scenario_id, 158076 as generation_plant_id, 2017 as year, month, hydro_min_flow_mw, hydro_avg_flow_mw FROM switch.hydro_historical_monthly_capacity_factors WHERE generation_plant_id = 1157631182 AND hydro_simple_scenario_id = 1;
INSERT INTO switch.hydro_historical_monthly_capacity_factors (hydro_simple_scenario_id, generation_plant_id, year, month, hydro_min_flow_mw, hydro_avg_flow_mw) SELECT 21 as hydro_simple_scenario_id, 158077 as generation_plant_id, 2017 as year, month, hydro_min_flow_mw, hydro_avg_flow_mw FROM switch.hydro_historical_monthly_capacity_factors WHERE generation_plant_id = 1157631183 AND hydro_simple_scenario_id = 1;
INSERT INTO switch.hydro_historical_monthly_capacity_factors (hydro_simple_scenario_id, generation_plant_id, year, month, hydro_min_flow_mw, hydro_avg_flow_mw) SELECT 21 as hydro_simple_scenario_id, 158060 as generation_plant_id, 2017 as year, month, hydro_min_flow_mw, hydro_avg_flow_mw FROM switch.hydro_historical_monthly_capacity_factors WHERE generation_plant_id = 1157631166 AND hydro_simple_scenario_id = 1;
INSERT INTO switch.hydro_historical_monthly_capacity_factors (hydro_simple_scenario_id, generation_plant_id, year, month, hydro_min_flow_mw, hydro_avg_flow_mw) SELECT 21 as hydro_simple_scenario_id, 158078 as generation_plant_id, 2017 as year, month, hydro_min_flow_mw, hydro_avg_flow_mw FROM switch.hydro_historical_monthly_capacity_factors WHERE generation_plant_id = 1157631184 AND hydro_simple_scenario_id = 1;
INSERT INTO switch.hydro_historical_monthly_capacity_factors (hydro_simple_scenario_id, generation_plant_id, year, month, hydro_min_flow_mw, hydro_avg_flow_mw) SELECT 21 as hydro_simple_scenario_id, 158079 as generation_plant_id, 2017 as year, month, hydro_min_flow_mw, hydro_avg_flow_mw FROM switch.hydro_historical_monthly_capacity_factors WHERE generation_plant_id = 1157631185 AND hydro_simple_scenario_id = 1;
INSERT INTO switch.hydro_historical_monthly_capacity_factors (hydro_simple_scenario_id, generation_plant_id, year, month, hydro_min_flow_mw, hydro_avg_flow_mw) SELECT 21 as hydro_simple_scenario_id, 158080 as generation_plant_id, 2017 as year, month, hydro_min_flow_mw, hydro_avg_flow_mw FROM switch.hydro_historical_monthly_capacity_factors WHERE generation_plant_id = 1157631186 AND hydro_simple_scenario_id = 1;
INSERT INTO switch.hydro_historical_monthly_capacity_factors (hydro_simple_scenario_id, generation_plant_id, year, month, hydro_min_flow_mw, hydro_avg_flow_mw) SELECT 21 as hydro_simple_scenario_id, 158081 as generation_plant_id, 2017 as year, month, hydro_min_flow_mw, hydro_avg_flow_mw FROM switch.hydro_historical_monthly_capacity_factors WHERE generation_plant_id = 1157631187 AND hydro_simple_scenario_id = 1;
INSERT INTO switch.hydro_historical_monthly_capacity_factors (hydro_simple_scenario_id, generation_plant_id, year, month, hydro_min_flow_mw, hydro_avg_flow_mw) SELECT 21 as hydro_simple_scenario_id, 158082 as generation_plant_id, 2017 as year, month, hydro_min_flow_mw, hydro_avg_flow_mw FROM switch.hydro_historical_monthly_capacity_factors WHERE generation_plant_id = 1157631188 AND hydro_simple_scenario_id = 1;
INSERT INTO switch.hydro_historical_monthly_capacity_factors (hydro_simple_scenario_id, generation_plant_id, year, month, hydro_min_flow_mw, hydro_avg_flow_mw) SELECT 21 as hydro_simple_scenario_id, 158083 as generation_plant_id, 2017 as year, month, hydro_min_flow_mw, hydro_avg_flow_mw FROM switch.hydro_historical_monthly_capacity_factors WHERE generation_plant_id = 1157631189 AND hydro_simple_scenario_id = 1;
INSERT INTO switch.hydro_historical_monthly_capacity_factors (hydro_simple_scenario_id, generation_plant_id, year, month, hydro_min_flow_mw, hydro_avg_flow_mw) SELECT 21 as hydro_simple_scenario_id, 158084 as generation_plant_id, 2017 as year, month, hydro_min_flow_mw, hydro_avg_flow_mw FROM switch.hydro_historical_monthly_capacity_factors WHERE generation_plant_id = 1157631190 AND hydro_simple_scenario_id = 1;
INSERT INTO switch.hydro_historical_monthly_capacity_factors (hydro_simple_scenario_id, generation_plant_id, year, month, hydro_min_flow_mw, hydro_avg_flow_mw) SELECT 21 as hydro_simple_scenario_id, 158085 as generation_plant_id, 2017 as year, month, hydro_min_flow_mw, hydro_avg_flow_mw FROM switch.hydro_historical_monthly_capacity_factors WHERE generation_plant_id = 1157631191 AND hydro_simple_scenario_id = 1;
INSERT INTO switch.hydro_historical_monthly_capacity_factors (hydro_simple_scenario_id, generation_plant_id, year, month, hydro_min_flow_mw, hydro_avg_flow_mw) SELECT 21 as hydro_simple_scenario_id, 158086 as generation_plant_id, 2017 as year, month, hydro_min_flow_mw, hydro_avg_flow_mw FROM switch.hydro_historical_monthly_capacity_factors WHERE generation_plant_id = 1157631192 AND hydro_simple_scenario_id = 1;
INSERT INTO switch.hydro_historical_monthly_capacity_factors (hydro_simple_scenario_id, generation_plant_id, year, month, hydro_min_flow_mw, hydro_avg_flow_mw) SELECT 21 as hydro_simple_scenario_id, 158087 as generation_plant_id, 2017 as year, month, hydro_min_flow_mw, hydro_avg_flow_mw FROM switch.hydro_historical_monthly_capacity_factors WHERE generation_plant_id = 1157631193 AND hydro_simple_scenario_id = 1;
INSERT INTO switch.hydro_historical_monthly_capacity_factors (hydro_simple_scenario_id, generation_plant_id, year, month, hydro_min_flow_mw, hydro_avg_flow_mw) SELECT 21 as hydro_simple_scenario_id, 158061 as generation_plant_id, 2017 as year, month, hydro_min_flow_mw, hydro_avg_flow_mw FROM switch.hydro_historical_monthly_capacity_factors WHERE generation_plant_id = 1157631167 AND hydro_simple_scenario_id = 1;
INSERT INTO switch.hydro_historical_monthly_capacity_factors (hydro_simple_scenario_id, generation_plant_id, year, month, hydro_min_flow_mw, hydro_avg_flow_mw) SELECT 21 as hydro_simple_scenario_id, 158088 as generation_plant_id, 2017 as year, month, hydro_min_flow_mw, hydro_avg_flow_mw FROM switch.hydro_historical_monthly_capacity_factors WHERE generation_plant_id = 1157631194 AND hydro_simple_scenario_id = 1;
INSERT INTO switch.hydro_historical_monthly_capacity_factors (hydro_simple_scenario_id, generation_plant_id, year, month, hydro_min_flow_mw, hydro_avg_flow_mw) SELECT 21 as hydro_simple_scenario_id, 158089 as generation_plant_id, 2017 as year, month, hydro_min_flow_mw, hydro_avg_flow_mw FROM switch.hydro_historical_monthly_capacity_factors WHERE generation_plant_id = 1157631195 AND hydro_simple_scenario_id = 1;
INSERT INTO switch.hydro_historical_monthly_capacity_factors (hydro_simple_scenario_id, generation_plant_id, year, month, hydro_min_flow_mw, hydro_avg_flow_mw) SELECT 21 as hydro_simple_scenario_id, 158090 as generation_plant_id, 2017 as year, month, hydro_min_flow_mw, hydro_avg_flow_mw FROM switch.hydro_historical_monthly_capacity_factors WHERE generation_plant_id = 1157631196 AND hydro_simple_scenario_id = 1;
INSERT INTO switch.hydro_historical_monthly_capacity_factors (hydro_simple_scenario_id, generation_plant_id, year, month, hydro_min_flow_mw, hydro_avg_flow_mw) SELECT 21 as hydro_simple_scenario_id, 158091 as generation_plant_id, 2017 as year, month, hydro_min_flow_mw, hydro_avg_flow_mw FROM switch.hydro_historical_monthly_capacity_factors WHERE generation_plant_id = 1157631197 AND hydro_simple_scenario_id = 1;
INSERT INTO switch.hydro_historical_monthly_capacity_factors (hydro_simple_scenario_id, generation_plant_id, year, month, hydro_min_flow_mw, hydro_avg_flow_mw) SELECT 21 as hydro_simple_scenario_id, 158092 as generation_plant_id, 2017 as year, month, hydro_min_flow_mw, hydro_avg_flow_mw FROM switch.hydro_historical_monthly_capacity_factors WHERE generation_plant_id = 1157631198 AND hydro_simple_scenario_id = 1;
INSERT INTO switch.hydro_historical_monthly_capacity_factors (hydro_simple_scenario_id, generation_plant_id, year, month, hydro_min_flow_mw, hydro_avg_flow_mw) SELECT 21 as hydro_simple_scenario_id, 158062 as generation_plant_id, 2017 as year, month, hydro_min_flow_mw, hydro_avg_flow_mw FROM switch.hydro_historical_monthly_capacity_factors WHERE generation_plant_id = 1157631168 AND hydro_simple_scenario_id = 1;
INSERT INTO switch.hydro_historical_monthly_capacity_factors (hydro_simple_scenario_id, generation_plant_id, year, month, hydro_min_flow_mw, hydro_avg_flow_mw) SELECT 21 as hydro_simple_scenario_id, 158063 as generation_plant_id, 2017 as year, month, hydro_min_flow_mw, hydro_avg_flow_mw FROM switch.hydro_historical_monthly_capacity_factors WHERE generation_plant_id = 1157631169 AND hydro_simple_scenario_id = 1;
INSERT INTO switch.hydro_historical_monthly_capacity_factors (hydro_simple_scenario_id, generation_plant_id, year, month, hydro_min_flow_mw, hydro_avg_flow_mw) SELECT 21 as hydro_simple_scenario_id, 158064 as generation_plant_id, 2017 as year, month, hydro_min_flow_mw, hydro_avg_flow_mw FROM switch.hydro_historical_monthly_capacity_factors WHERE generation_plant_id = 1157631170 AND hydro_simple_scenario_id = 1;
INSERT INTO switch.hydro_historical_monthly_capacity_factors (hydro_simple_scenario_id, generation_plant_id, year, month, hydro_min_flow_mw, hydro_avg_flow_mw) SELECT 21 as hydro_simple_scenario_id, 158065 as generation_plant_id, 2017 as year, month, hydro_min_flow_mw, hydro_avg_flow_mw FROM switch.hydro_historical_monthly_capacity_factors WHERE generation_plant_id = 1157631171 AND hydro_simple_scenario_id = 1;
INSERT INTO switch.hydro_historical_monthly_capacity_factors (hydro_simple_scenario_id, generation_plant_id, year, month, hydro_min_flow_mw, hydro_avg_flow_mw) SELECT 21 as hydro_simple_scenario_id, 158066 as generation_plant_id, 2017 as year, month, hydro_min_flow_mw, hydro_avg_flow_mw FROM switch.hydro_historical_monthly_capacity_factors WHERE generation_plant_id = 1157631172 AND hydro_simple_scenario_id = 1;
INSERT INTO switch.hydro_historical_monthly_capacity_factors (hydro_simple_scenario_id, generation_plant_id, year, month, hydro_min_flow_mw, hydro_avg_flow_mw) SELECT 21 as hydro_simple_scenario_id, 158067 as generation_plant_id, 2017 as year, month, hydro_min_flow_mw, hydro_avg_flow_mw FROM switch.hydro_historical_monthly_capacity_factors WHERE generation_plant_id = 1157631173 AND hydro_simple_scenario_id = 1;
INSERT INTO switch.hydro_historical_monthly_capacity_factors (hydro_simple_scenario_id, generation_plant_id, year, month, hydro_min_flow_mw, hydro_avg_flow_mw) SELECT 21 as hydro_simple_scenario_id, 158009 as generation_plant_id, 2017 as year, month, hydro_min_flow_mw, hydro_avg_flow_mw FROM switch.hydro_historical_monthly_capacity_factors WHERE generation_plant_id = 1157631082 AND hydro_simple_scenario_id = 1;
INSERT INTO switch.hydro_historical_monthly_capacity_factors (hydro_simple_scenario_id, generation_plant_id, year, month, hydro_min_flow_mw, hydro_avg_flow_mw) SELECT 21 as hydro_simple_scenario_id, 158014 as generation_plant_id, 2017 as year, month, hydro_min_flow_mw, hydro_avg_flow_mw FROM switch.hydro_historical_monthly_capacity_factors WHERE generation_plant_id = 1157631087 AND hydro_simple_scenario_id = 1;

## hydro_historical_cf_2018
INSERT INTO switch.hydro_historical_monthly_capacity_factors (hydro_simple_scenario_id, generation_plant_id, year, month, hydro_min_flow_mw, hydro_avg_flow_mw)
SELECT 21 as hydro_simple_scenario_id, 154089 as generation_plant_id, 2004 as year, month, hydro_min_flow_mw, hydro_avg_flow_mw
FROM switch.hydro_historical_monthly_capacity_factors
WHERE generation_plant_id = 5000830
AND hydro_simple_scenario_id = 1
INSERT INTO switch.hydro_historical_monthly_capacity_factors (hydro_simple_scenario_id, generation_plant_id, year, month, hydro_min_flow_mw, hydro_avg_flow_mw) SELECT 21 as hydro_simple_scenario_id, | new_id | as generation_plant_id, | 2018 | as year, month, hydro_min_flow_mw, hydro_avg_flow_mw FROM switch.hydro_historical_monthly_capacity_factors WHERE generation_plant_id = | old_id | AND hydro_simple_scenario_id = 1;
INSERT INTO switch.hydro_historical_monthly_capacity_factors (hydro_simple_scenario_id, generation_plant_id, year, month, hydro_min_flow_mw, hydro_avg_flow_mw) SELECT 21 as hydro_simple_scenario_id, 157846 as generation_plant_id, 2018 as year, month, hydro_min_flow_mw, hydro_avg_flow_mw FROM switch.hydro_historical_monthly_capacity_factors WHERE generation_plant_id = 5000830 AND hydro_simple_scenario_id = 1;
INSERT INTO switch.hydro_historical_monthly_capacity_factors (hydro_simple_scenario_id, generation_plant_id, year, month, hydro_min_flow_mw, hydro_avg_flow_mw) SELECT 21 as hydro_simple_scenario_id, 157959 as generation_plant_id, 2018 as year, month, hydro_min_flow_mw, hydro_avg_flow_mw FROM switch.hydro_historical_monthly_capacity_factors WHERE generation_plant_id = 1157631032 AND hydro_simple_scenario_id = 1;
INSERT INTO switch.hydro_historical_monthly_capacity_factors (hydro_simple_scenario_id, generation_plant_id, year, month, hydro_min_flow_mw, hydro_avg_flow_mw) SELECT 21 as hydro_simple_scenario_id, 157847 as generation_plant_id, 2018 as year, month, hydro_min_flow_mw, hydro_avg_flow_mw FROM switch.hydro_historical_monthly_capacity_factors WHERE generation_plant_id = 5000831 AND hydro_simple_scenario_id = 1;
INSERT INTO switch.hydro_historical_monthly_capacity_factors (hydro_simple_scenario_id, generation_plant_id, year, month, hydro_min_flow_mw, hydro_avg_flow_mw) SELECT 21 as hydro_simple_scenario_id, 158008 as generation_plant_id, 2018 as year, month, hydro_min_flow_mw, hydro_avg_flow_mw FROM switch.hydro_historical_monthly_capacity_factors WHERE generation_plant_id = 1157631081 AND hydro_simple_scenario_id = 1;
INSERT INTO switch.hydro_historical_monthly_capacity_factors (hydro_simple_scenario_id, generation_plant_id, year, month, hydro_min_flow_mw, hydro_avg_flow_mw) SELECT 21 as hydro_simple_scenario_id, 157848 as generation_plant_id, 2018 as year, month, hydro_min_flow_mw, hydro_avg_flow_mw FROM switch.hydro_historical_monthly_capacity_factors WHERE generation_plant_id = 5000832 AND hydro_simple_scenario_id = 1;
INSERT INTO switch.hydro_historical_monthly_capacity_factors (hydro_simple_scenario_id, generation_plant_id, year, month, hydro_min_flow_mw, hydro_avg_flow_mw) SELECT 21 as hydro_simple_scenario_id, 157849 as generation_plant_id, 2018 as year, month, hydro_min_flow_mw, hydro_avg_flow_mw FROM switch.hydro_historical_monthly_capacity_factors WHERE generation_plant_id = 5000833 AND hydro_simple_scenario_id = 1;
INSERT INTO switch.hydro_historical_monthly_capacity_factors (hydro_simple_scenario_id, generation_plant_id, year, month, hydro_min_flow_mw, hydro_avg_flow_mw) SELECT 21 as hydro_simple_scenario_id, 157851 as generation_plant_id, 2018 as year, month, hydro_min_flow_mw, hydro_avg_flow_mw FROM switch.hydro_historical_monthly_capacity_factors WHERE generation_plant_id = 5000835 AND hydro_simple_scenario_id = 1;
INSERT INTO switch.hydro_historical_monthly_capacity_factors (hydro_simple_scenario_id, generation_plant_id, year, month, hydro_min_flow_mw, hydro_avg_flow_mw) SELECT 21 as hydro_simple_scenario_id, 157850 as generation_plant_id, 2018 as year, month, hydro_min_flow_mw, hydro_avg_flow_mw FROM switch.hydro_historical_monthly_capacity_factors WHERE generation_plant_id = 5000834 AND hydro_simple_scenario_id = 1;
INSERT INTO switch.hydro_historical_monthly_capacity_factors (hydro_simple_scenario_id, generation_plant_id, year, month, hydro_min_flow_mw, hydro_avg_flow_mw) SELECT 21 as hydro_simple_scenario_id, 158044 as generation_plant_id, 2018 as year, month, hydro_min_flow_mw, hydro_avg_flow_mw FROM switch.hydro_historical_monthly_capacity_factors WHERE generation_plant_id = 1157631117 AND hydro_simple_scenario_id = 1;
INSERT INTO switch.hydro_historical_monthly_capacity_factors (hydro_simple_scenario_id, generation_plant_id, year, month, hydro_min_flow_mw, hydro_avg_flow_mw) SELECT 21 as hydro_simple_scenario_id, 157961 as generation_plant_id, 2018 as year, month, hydro_min_flow_mw, hydro_avg_flow_mw FROM switch.hydro_historical_monthly_capacity_factors WHERE generation_plant_id = 1157631034 AND hydro_simple_scenario_id = 1;
INSERT INTO switch.hydro_historical_monthly_capacity_factors (hydro_simple_scenario_id, generation_plant_id, year, month, hydro_min_flow_mw, hydro_avg_flow_mw) SELECT 21 as hydro_simple_scenario_id, 157960 as generation_plant_id, 2018 as year, month, hydro_min_flow_mw, hydro_avg_flow_mw FROM switch.hydro_historical_monthly_capacity_factors WHERE generation_plant_id = 1157631033 AND hydro_simple_scenario_id = 1;
INSERT INTO switch.hydro_historical_monthly_capacity_factors (hydro_simple_scenario_id, generation_plant_id, year, month, hydro_min_flow_mw, hydro_avg_flow_mw) SELECT 21 as hydro_simple_scenario_id, 157824 as generation_plant_id, 2018 as year, month, hydro_min_flow_mw, hydro_avg_flow_mw FROM switch.hydro_historical_monthly_capacity_factors WHERE generation_plant_id = 5000808 AND hydro_simple_scenario_id = 1;
INSERT INTO switch.hydro_historical_monthly_capacity_factors (hydro_simple_scenario_id, generation_plant_id, year, month, hydro_min_flow_mw, hydro_avg_flow_mw) SELECT 21 as hydro_simple_scenario_id, 157971 as generation_plant_id, 2018 as year, month, hydro_min_flow_mw, hydro_avg_flow_mw FROM switch.hydro_historical_monthly_capacity_factors WHERE generation_plant_id = 1157631044 AND hydro_simple_scenario_id = 1;
INSERT INTO switch.hydro_historical_monthly_capacity_factors (hydro_simple_scenario_id, generation_plant_id, year, month, hydro_min_flow_mw, hydro_avg_flow_mw) SELECT 21 as hydro_simple_scenario_id, 157972 as generation_plant_id, 2018 as year, month, hydro_min_flow_mw, hydro_avg_flow_mw FROM switch.hydro_historical_monthly_capacity_factors WHERE generation_plant_id = 1157631045 AND hydro_simple_scenario_id = 1;
INSERT INTO switch.hydro_historical_monthly_capacity_factors (hydro_simple_scenario_id, generation_plant_id, year, month, hydro_min_flow_mw, hydro_avg_flow_mw) SELECT 21 as hydro_simple_scenario_id, 157970 as generation_plant_id, 2018 as year, month, hydro_min_flow_mw, hydro_avg_flow_mw FROM switch.hydro_historical_monthly_capacity_factors WHERE generation_plant_id = 1157631043 AND hydro_simple_scenario_id = 1;
INSERT INTO switch.hydro_historical_monthly_capacity_factors (hydro_simple_scenario_id, generation_plant_id, year, month, hydro_min_flow_mw, hydro_avg_flow_mw) SELECT 21 as hydro_simple_scenario_id, 157945 as generation_plant_id, 2018 as year, month, hydro_min_flow_mw, hydro_avg_flow_mw FROM switch.hydro_historical_monthly_capacity_factors WHERE generation_plant_id = 1157631018 AND hydro_simple_scenario_id = 1;
INSERT INTO switch.hydro_historical_monthly_capacity_factors (hydro_simple_scenario_id, generation_plant_id, year, month, hydro_min_flow_mw, hydro_avg_flow_mw) SELECT 21 as hydro_simple_scenario_id, 157825 as generation_plant_id, 2018 as year, month, hydro_min_flow_mw, hydro_avg_flow_mw FROM switch.hydro_historical_monthly_capacity_factors WHERE generation_plant_id = 5000809 AND hydro_simple_scenario_id = 1;
INSERT INTO switch.hydro_historical_monthly_capacity_factors (hydro_simple_scenario_id, generation_plant_id, year, month, hydro_min_flow_mw, hydro_avg_flow_mw) SELECT 21 as hydro_simple_scenario_id, 157826 as generation_plant_id, 2018 as year, month, hydro_min_flow_mw, hydro_avg_flow_mw FROM switch.hydro_historical_monthly_capacity_factors WHERE generation_plant_id = 5000810 AND hydro_simple_scenario_id = 1;
INSERT INTO switch.hydro_historical_monthly_capacity_factors (hydro_simple_scenario_id, generation_plant_id, year, month, hydro_min_flow_mw, hydro_avg_flow_mw) SELECT 21 as hydro_simple_scenario_id, 157827 as generation_plant_id, 2018 as year, month, hydro_min_flow_mw, hydro_avg_flow_mw FROM switch.hydro_historical_monthly_capacity_factors WHERE generation_plant_id = 5000811 AND hydro_simple_scenario_id = 1;
INSERT INTO switch.hydro_historical_monthly_capacity_factors (hydro_simple_scenario_id, generation_plant_id, year, month, hydro_min_flow_mw, hydro_avg_flow_mw) SELECT 21 as hydro_simple_scenario_id, 157852 as generation_plant_id, 2018 as year, month, hydro_min_flow_mw, hydro_avg_flow_mw FROM switch.hydro_historical_monthly_capacity_factors WHERE generation_plant_id = 5000836 AND hydro_simple_scenario_id = 1;
INSERT INTO switch.hydro_historical_monthly_capacity_factors (hydro_simple_scenario_id, generation_plant_id, year, month, hydro_min_flow_mw, hydro_avg_flow_mw) SELECT 21 as hydro_simple_scenario_id, 157853 as generation_plant_id, 2018 as year, month, hydro_min_flow_mw, hydro_avg_flow_mw FROM switch.hydro_historical_monthly_capacity_factors WHERE generation_plant_id = 5000837 AND hydro_simple_scenario_id = 1;
INSERT INTO switch.hydro_historical_monthly_capacity_factors (hydro_simple_scenario_id, generation_plant_id, year, month, hydro_min_flow_mw, hydro_avg_flow_mw) SELECT 21 as hydro_simple_scenario_id, 157828 as generation_plant_id, 2018 as year, month, hydro_min_flow_mw, hydro_avg_flow_mw FROM switch.hydro_historical_monthly_capacity_factors WHERE generation_plant_id = 5000812 AND hydro_simple_scenario_id = 1;
INSERT INTO switch.hydro_historical_monthly_capacity_factors (hydro_simple_scenario_id, generation_plant_id, year, month, hydro_min_flow_mw, hydro_avg_flow_mw) SELECT 21 as hydro_simple_scenario_id, 157829 as generation_plant_id, 2018 as year, month, hydro_min_flow_mw, hydro_avg_flow_mw FROM switch.hydro_historical_monthly_capacity_factors WHERE generation_plant_id = 5000813 AND hydro_simple_scenario_id = 1;
INSERT INTO switch.hydro_historical_monthly_capacity_factors (hydro_simple_scenario_id, generation_plant_id, year, month, hydro_min_flow_mw, hydro_avg_flow_mw) SELECT 21 as hydro_simple_scenario_id, 157854 as generation_plant_id, 2018 as year, month, hydro_min_flow_mw, hydro_avg_flow_mw FROM switch.hydro_historical_monthly_capacity_factors WHERE generation_plant_id = 5000838 AND hydro_simple_scenario_id = 1;
INSERT INTO switch.hydro_historical_monthly_capacity_factors (hydro_simple_scenario_id, generation_plant_id, year, month, hydro_min_flow_mw, hydro_avg_flow_mw) SELECT 21 as hydro_simple_scenario_id, 157855 as generation_plant_id, 2018 as year, month, hydro_min_flow_mw, hydro_avg_flow_mw FROM switch.hydro_historical_monthly_capacity_factors WHERE generation_plant_id = 5000839 AND hydro_simple_scenario_id = 1;
INSERT INTO switch.hydro_historical_monthly_capacity_factors (hydro_simple_scenario_id, generation_plant_id, year, month, hydro_min_flow_mw, hydro_avg_flow_mw) SELECT 21 as hydro_simple_scenario_id, 157856 as generation_plant_id, 2018 as year, month, hydro_min_flow_mw, hydro_avg_flow_mw FROM switch.hydro_historical_monthly_capacity_factors WHERE generation_plant_id = 5000840 AND hydro_simple_scenario_id = 1;
INSERT INTO switch.hydro_historical_monthly_capacity_factors (hydro_simple_scenario_id, generation_plant_id, year, month, hydro_min_flow_mw, hydro_avg_flow_mw) SELECT 21 as hydro_simple_scenario_id, 157857 as generation_plant_id, 2018 as year, month, hydro_min_flow_mw, hydro_avg_flow_mw FROM switch.hydro_historical_monthly_capacity_factors WHERE generation_plant_id = 5000841 AND hydro_simple_scenario_id = 1;
INSERT INTO switch.hydro_historical_monthly_capacity_factors (hydro_simple_scenario_id, generation_plant_id, year, month, hydro_min_flow_mw, hydro_avg_flow_mw) SELECT 21 as hydro_simple_scenario_id, 157858 as generation_plant_id, 2018 as year, month, hydro_min_flow_mw, hydro_avg_flow_mw FROM switch.hydro_historical_monthly_capacity_factors WHERE generation_plant_id = 5000842 AND hydro_simple_scenario_id = 1;
INSERT INTO switch.hydro_historical_monthly_capacity_factors (hydro_simple_scenario_id, generation_plant_id, year, month, hydro_min_flow_mw, hydro_avg_flow_mw) SELECT 21 as hydro_simple_scenario_id, 158046 as generation_plant_id, 2018 as year, month, hydro_min_flow_mw, hydro_avg_flow_mw FROM switch.hydro_historical_monthly_capacity_factors WHERE generation_plant_id = 1157631119 AND hydro_simple_scenario_id = 1;
INSERT INTO switch.hydro_historical_monthly_capacity_factors (hydro_simple_scenario_id, generation_plant_id, year, month, hydro_min_flow_mw, hydro_avg_flow_mw) SELECT 21 as hydro_simple_scenario_id, 158047 as generation_plant_id, 2018 as year, month, hydro_min_flow_mw, hydro_avg_flow_mw FROM switch.hydro_historical_monthly_capacity_factors WHERE generation_plant_id = 1157631120 AND hydro_simple_scenario_id = 1;
INSERT INTO switch.hydro_historical_monthly_capacity_factors (hydro_simple_scenario_id, generation_plant_id, year, month, hydro_min_flow_mw, hydro_avg_flow_mw) SELECT 21 as hydro_simple_scenario_id, 158048 as generation_plant_id, 2018 as year, month, hydro_min_flow_mw, hydro_avg_flow_mw FROM switch.hydro_historical_monthly_capacity_factors WHERE generation_plant_id = 1157631121 AND hydro_simple_scenario_id = 1;
INSERT INTO switch.hydro_historical_monthly_capacity_factors (hydro_simple_scenario_id, generation_plant_id, year, month, hydro_min_flow_mw, hydro_avg_flow_mw) SELECT 21 as hydro_simple_scenario_id, 158049 as generation_plant_id, 2018 as year, month, hydro_min_flow_mw, hydro_avg_flow_mw FROM switch.hydro_historical_monthly_capacity_factors WHERE generation_plant_id = 1157631122 AND hydro_simple_scenario_id = 1;
INSERT INTO switch.hydro_historical_monthly_capacity_factors (hydro_simple_scenario_id, generation_plant_id, year, month, hydro_min_flow_mw, hydro_avg_flow_mw) SELECT 21 as hydro_simple_scenario_id, 158050 as generation_plant_id, 2018 as year, month, hydro_min_flow_mw, hydro_avg_flow_mw FROM switch.hydro_historical_monthly_capacity_factors WHERE generation_plant_id = 1157631123 AND hydro_simple_scenario_id = 1;
INSERT INTO switch.hydro_historical_monthly_capacity_factors (hydro_simple_scenario_id, generation_plant_id, year, month, hydro_min_flow_mw, hydro_avg_flow_mw) SELECT 21 as hydro_simple_scenario_id, 158051 as generation_plant_id, 2018 as year, month, hydro_min_flow_mw, hydro_avg_flow_mw FROM switch.hydro_historical_monthly_capacity_factors WHERE generation_plant_id = 1157631124 AND hydro_simple_scenario_id = 1;
INSERT INTO switch.hydro_historical_monthly_capacity_factors (hydro_simple_scenario_id, generation_plant_id, year, month, hydro_min_flow_mw, hydro_avg_flow_mw) SELECT 21 as hydro_simple_scenario_id, 157859 as generation_plant_id, 2018 as year, month, hydro_min_flow_mw, hydro_avg_flow_mw FROM switch.hydro_historical_monthly_capacity_factors WHERE generation_plant_id = 5000843 AND hydro_simple_scenario_id = 1;
INSERT INTO switch.hydro_historical_monthly_capacity_factors (hydro_simple_scenario_id, generation_plant_id, year, month, hydro_min_flow_mw, hydro_avg_flow_mw) SELECT 21 as hydro_simple_scenario_id, 157860 as generation_plant_id, 2018 as year, month, hydro_min_flow_mw, hydro_avg_flow_mw FROM switch.hydro_historical_monthly_capacity_factors WHERE generation_plant_id = 5000844 AND hydro_simple_scenario_id = 1;
INSERT INTO switch.hydro_historical_monthly_capacity_factors (hydro_simple_scenario_id, generation_plant_id, year, month, hydro_min_flow_mw, hydro_avg_flow_mw) SELECT 21 as hydro_simple_scenario_id, 157940 as generation_plant_id, 2018 as year, month, hydro_min_flow_mw, hydro_avg_flow_mw FROM switch.hydro_historical_monthly_capacity_factors WHERE generation_plant_id = 1157631013 AND hydro_simple_scenario_id = 1;
INSERT INTO switch.hydro_historical_monthly_capacity_factors (hydro_simple_scenario_id, generation_plant_id, year, month, hydro_min_flow_mw, hydro_avg_flow_mw) SELECT 21 as hydro_simple_scenario_id, 157978 as generation_plant_id, 2018 as year, month, hydro_min_flow_mw, hydro_avg_flow_mw FROM switch.hydro_historical_monthly_capacity_factors WHERE generation_plant_id = 1157631051 AND hydro_simple_scenario_id = 1;
INSERT INTO switch.hydro_historical_monthly_capacity_factors (hydro_simple_scenario_id, generation_plant_id, year, month, hydro_min_flow_mw, hydro_avg_flow_mw) SELECT 21 as hydro_simple_scenario_id, 157861 as generation_plant_id, 2018 as year, month, hydro_min_flow_mw, hydro_avg_flow_mw FROM switch.hydro_historical_monthly_capacity_factors WHERE generation_plant_id = 5000845 AND hydro_simple_scenario_id = 1;
INSERT INTO switch.hydro_historical_monthly_capacity_factors (hydro_simple_scenario_id, generation_plant_id, year, month, hydro_min_flow_mw, hydro_avg_flow_mw) SELECT 21 as hydro_simple_scenario_id, 158018 as generation_plant_id, 2018 as year, month, hydro_min_flow_mw, hydro_avg_flow_mw FROM switch.hydro_historical_monthly_capacity_factors WHERE generation_plant_id = 1157631091 AND hydro_simple_scenario_id = 1;
INSERT INTO switch.hydro_historical_monthly_capacity_factors (hydro_simple_scenario_id, generation_plant_id, year, month, hydro_min_flow_mw, hydro_avg_flow_mw) SELECT 21 as hydro_simple_scenario_id, 158019 as generation_plant_id, 2018 as year, month, hydro_min_flow_mw, hydro_avg_flow_mw FROM switch.hydro_historical_monthly_capacity_factors WHERE generation_plant_id = 1157631092 AND hydro_simple_scenario_id = 1;
INSERT INTO switch.hydro_historical_monthly_capacity_factors (hydro_simple_scenario_id, generation_plant_id, year, month, hydro_min_flow_mw, hydro_avg_flow_mw) SELECT 21 as hydro_simple_scenario_id, 157830 as generation_plant_id, 2018 as year, month, hydro_min_flow_mw, hydro_avg_flow_mw FROM switch.hydro_historical_monthly_capacity_factors WHERE generation_plant_id = 5000814 AND hydro_simple_scenario_id = 1;
INSERT INTO switch.hydro_historical_monthly_capacity_factors (hydro_simple_scenario_id, generation_plant_id, year, month, hydro_min_flow_mw, hydro_avg_flow_mw) SELECT 21 as hydro_simple_scenario_id, 157958 as generation_plant_id, 2018 as year, month, hydro_min_flow_mw, hydro_avg_flow_mw FROM switch.hydro_historical_monthly_capacity_factors WHERE generation_plant_id = 1157631031 AND hydro_simple_scenario_id = 1;
INSERT INTO switch.hydro_historical_monthly_capacity_factors (hydro_simple_scenario_id, generation_plant_id, year, month, hydro_min_flow_mw, hydro_avg_flow_mw) SELECT 21 as hydro_simple_scenario_id, 157950 as generation_plant_id, 2018 as year, month, hydro_min_flow_mw, hydro_avg_flow_mw FROM switch.hydro_historical_monthly_capacity_factors WHERE generation_plant_id = 1157631023 AND hydro_simple_scenario_id = 1;
INSERT INTO switch.hydro_historical_monthly_capacity_factors (hydro_simple_scenario_id, generation_plant_id, year, month, hydro_min_flow_mw, hydro_avg_flow_mw) SELECT 21 as hydro_simple_scenario_id, 157941 as generation_plant_id, 2018 as year, month, hydro_min_flow_mw, hydro_avg_flow_mw FROM switch.hydro_historical_monthly_capacity_factors WHERE generation_plant_id = 1157631014 AND hydro_simple_scenario_id = 1;
INSERT INTO switch.hydro_historical_monthly_capacity_factors (hydro_simple_scenario_id, generation_plant_id, year, month, hydro_min_flow_mw, hydro_avg_flow_mw) SELECT 21 as hydro_simple_scenario_id, 158031 as generation_plant_id, 2018 as year, month, hydro_min_flow_mw, hydro_avg_flow_mw FROM switch.hydro_historical_monthly_capacity_factors WHERE generation_plant_id = 1157631104 AND hydro_simple_scenario_id = 1;
INSERT INTO switch.hydro_historical_monthly_capacity_factors (hydro_simple_scenario_id, generation_plant_id, year, month, hydro_min_flow_mw, hydro_avg_flow_mw) SELECT 21 as hydro_simple_scenario_id, 158028 as generation_plant_id, 2018 as year, month, hydro_min_flow_mw, hydro_avg_flow_mw FROM switch.hydro_historical_monthly_capacity_factors WHERE generation_plant_id = 1157631101 AND hydro_simple_scenario_id = 1;
INSERT INTO switch.hydro_historical_monthly_capacity_factors (hydro_simple_scenario_id, generation_plant_id, year, month, hydro_min_flow_mw, hydro_avg_flow_mw) SELECT 21 as hydro_simple_scenario_id, 158029 as generation_plant_id, 2018 as year, month, hydro_min_flow_mw, hydro_avg_flow_mw FROM switch.hydro_historical_monthly_capacity_factors WHERE generation_plant_id = 1157631102 AND hydro_simple_scenario_id = 1;
INSERT INTO switch.hydro_historical_monthly_capacity_factors (hydro_simple_scenario_id, generation_plant_id, year, month, hydro_min_flow_mw, hydro_avg_flow_mw) SELECT 21 as hydro_simple_scenario_id, 158030 as generation_plant_id, 2018 as year, month, hydro_min_flow_mw, hydro_avg_flow_mw FROM switch.hydro_historical_monthly_capacity_factors WHERE generation_plant_id = 1157631103 AND hydro_simple_scenario_id = 1;
INSERT INTO switch.hydro_historical_monthly_capacity_factors (hydro_simple_scenario_id, generation_plant_id, year, month, hydro_min_flow_mw, hydro_avg_flow_mw) SELECT 21 as hydro_simple_scenario_id, 158034 as generation_plant_id, 2018 as year, month, hydro_min_flow_mw, hydro_avg_flow_mw FROM switch.hydro_historical_monthly_capacity_factors WHERE generation_plant_id = 1157631107 AND hydro_simple_scenario_id = 1;
INSERT INTO switch.hydro_historical_monthly_capacity_factors (hydro_simple_scenario_id, generation_plant_id, year, month, hydro_min_flow_mw, hydro_avg_flow_mw) SELECT 21 as hydro_simple_scenario_id, 158036 as generation_plant_id, 2018 as year, month, hydro_min_flow_mw, hydro_avg_flow_mw FROM switch.hydro_historical_monthly_capacity_factors WHERE generation_plant_id = 1157631109 AND hydro_simple_scenario_id = 1;
INSERT INTO switch.hydro_historical_monthly_capacity_factors (hydro_simple_scenario_id, generation_plant_id, year, month, hydro_min_flow_mw, hydro_avg_flow_mw) SELECT 21 as hydro_simple_scenario_id, 158037 as generation_plant_id, 2018 as year, month, hydro_min_flow_mw, hydro_avg_flow_mw FROM switch.hydro_historical_monthly_capacity_factors WHERE generation_plant_id = 1157631110 AND hydro_simple_scenario_id = 1;
INSERT INTO switch.hydro_historical_monthly_capacity_factors (hydro_simple_scenario_id, generation_plant_id, year, month, hydro_min_flow_mw, hydro_avg_flow_mw) SELECT 21 as hydro_simple_scenario_id, 158039 as generation_plant_id, 2018 as year, month, hydro_min_flow_mw, hydro_avg_flow_mw FROM switch.hydro_historical_monthly_capacity_factors WHERE generation_plant_id = 1157631112 AND hydro_simple_scenario_id = 1;
INSERT INTO switch.hydro_historical_monthly_capacity_factors (hydro_simple_scenario_id, generation_plant_id, year, month, hydro_min_flow_mw, hydro_avg_flow_mw) SELECT 21 as hydro_simple_scenario_id, 158038 as generation_plant_id, 2018 as year, month, hydro_min_flow_mw, hydro_avg_flow_mw FROM switch.hydro_historical_monthly_capacity_factors WHERE generation_plant_id = 1157631111 AND hydro_simple_scenario_id = 1;
INSERT INTO switch.hydro_historical_monthly_capacity_factors (hydro_simple_scenario_id, generation_plant_id, year, month, hydro_min_flow_mw, hydro_avg_flow_mw) SELECT 21 as hydro_simple_scenario_id, 158027 as generation_plant_id, 2018 as year, month, hydro_min_flow_mw, hydro_avg_flow_mw FROM switch.hydro_historical_monthly_capacity_factors WHERE generation_plant_id = 1157631100 AND hydro_simple_scenario_id = 1;
INSERT INTO switch.hydro_historical_monthly_capacity_factors (hydro_simple_scenario_id, generation_plant_id, year, month, hydro_min_flow_mw, hydro_avg_flow_mw) SELECT 21 as hydro_simple_scenario_id, 158035 as generation_plant_id, 2018 as year, month, hydro_min_flow_mw, hydro_avg_flow_mw FROM switch.hydro_historical_monthly_capacity_factors WHERE generation_plant_id = 1157631108 AND hydro_simple_scenario_id = 1;
INSERT INTO switch.hydro_historical_monthly_capacity_factors (hydro_simple_scenario_id, generation_plant_id, year, month, hydro_min_flow_mw, hydro_avg_flow_mw) SELECT 21 as hydro_simple_scenario_id, 158033 as generation_plant_id, 2018 as year, month, hydro_min_flow_mw, hydro_avg_flow_mw FROM switch.hydro_historical_monthly_capacity_factors WHERE generation_plant_id = 1157631106 AND hydro_simple_scenario_id = 1;
INSERT INTO switch.hydro_historical_monthly_capacity_factors (hydro_simple_scenario_id, generation_plant_id, year, month, hydro_min_flow_mw, hydro_avg_flow_mw) SELECT 21 as hydro_simple_scenario_id, 158032 as generation_plant_id, 2018 as year, month, hydro_min_flow_mw, hydro_avg_flow_mw FROM switch.hydro_historical_monthly_capacity_factors WHERE generation_plant_id = 1157631105 AND hydro_simple_scenario_id = 1;
INSERT INTO switch.hydro_historical_monthly_capacity_factors (hydro_simple_scenario_id, generation_plant_id, year, month, hydro_min_flow_mw, hydro_avg_flow_mw) SELECT 21 as hydro_simple_scenario_id, 157862 as generation_plant_id, 2018 as year, month, hydro_min_flow_mw, hydro_avg_flow_mw FROM switch.hydro_historical_monthly_capacity_factors WHERE generation_plant_id = 5000846 AND hydro_simple_scenario_id = 1;
INSERT INTO switch.hydro_historical_monthly_capacity_factors (hydro_simple_scenario_id, generation_plant_id, year, month, hydro_min_flow_mw, hydro_avg_flow_mw) SELECT 21 as hydro_simple_scenario_id, 157831 as generation_plant_id, 2018 as year, month, hydro_min_flow_mw, hydro_avg_flow_mw FROM switch.hydro_historical_monthly_capacity_factors WHERE generation_plant_id = 5000815 AND hydro_simple_scenario_id = 1;
INSERT INTO switch.hydro_historical_monthly_capacity_factors (hydro_simple_scenario_id, generation_plant_id, year, month, hydro_min_flow_mw, hydro_avg_flow_mw) SELECT 21 as hydro_simple_scenario_id, 157863 as generation_plant_id, 2018 as year, month, hydro_min_flow_mw, hydro_avg_flow_mw FROM switch.hydro_historical_monthly_capacity_factors WHERE generation_plant_id = 5000847 AND hydro_simple_scenario_id = 1;
INSERT INTO switch.hydro_historical_monthly_capacity_factors (hydro_simple_scenario_id, generation_plant_id, year, month, hydro_min_flow_mw, hydro_avg_flow_mw) SELECT 21 as hydro_simple_scenario_id, 157864 as generation_plant_id, 2018 as year, month, hydro_min_flow_mw, hydro_avg_flow_mw FROM switch.hydro_historical_monthly_capacity_factors WHERE generation_plant_id = 5000848 AND hydro_simple_scenario_id = 1;
INSERT INTO switch.hydro_historical_monthly_capacity_factors (hydro_simple_scenario_id, generation_plant_id, year, month, hydro_min_flow_mw, hydro_avg_flow_mw) SELECT 21 as hydro_simple_scenario_id, 157865 as generation_plant_id, 2018 as year, month, hydro_min_flow_mw, hydro_avg_flow_mw FROM switch.hydro_historical_monthly_capacity_factors WHERE generation_plant_id = 5000849 AND hydro_simple_scenario_id = 1;
INSERT INTO switch.hydro_historical_monthly_capacity_factors (hydro_simple_scenario_id, generation_plant_id, year, month, hydro_min_flow_mw, hydro_avg_flow_mw) SELECT 21 as hydro_simple_scenario_id, 157866 as generation_plant_id, 2018 as year, month, hydro_min_flow_mw, hydro_avg_flow_mw FROM switch.hydro_historical_monthly_capacity_factors WHERE generation_plant_id = 5000850 AND hydro_simple_scenario_id = 1;
INSERT INTO switch.hydro_historical_monthly_capacity_factors (hydro_simple_scenario_id, generation_plant_id, year, month, hydro_min_flow_mw, hydro_avg_flow_mw) SELECT 21 as hydro_simple_scenario_id, 157993 as generation_plant_id, 2018 as year, month, hydro_min_flow_mw, hydro_avg_flow_mw FROM switch.hydro_historical_monthly_capacity_factors WHERE generation_plant_id = 1157631066 AND hydro_simple_scenario_id = 1;
INSERT INTO switch.hydro_historical_monthly_capacity_factors (hydro_simple_scenario_id, generation_plant_id, year, month, hydro_min_flow_mw, hydro_avg_flow_mw) SELECT 21 as hydro_simple_scenario_id, 157995 as generation_plant_id, 2018 as year, month, hydro_min_flow_mw, hydro_avg_flow_mw FROM switch.hydro_historical_monthly_capacity_factors WHERE generation_plant_id = 1157631068 AND hydro_simple_scenario_id = 1;
INSERT INTO switch.hydro_historical_monthly_capacity_factors (hydro_simple_scenario_id, generation_plant_id, year, month, hydro_min_flow_mw, hydro_avg_flow_mw) SELECT 21 as hydro_simple_scenario_id, 157867 as generation_plant_id, 2018 as year, month, hydro_min_flow_mw, hydro_avg_flow_mw FROM switch.hydro_historical_monthly_capacity_factors WHERE generation_plant_id = 5000851 AND hydro_simple_scenario_id = 1;
INSERT INTO switch.hydro_historical_monthly_capacity_factors (hydro_simple_scenario_id, generation_plant_id, year, month, hydro_min_flow_mw, hydro_avg_flow_mw) SELECT 21 as hydro_simple_scenario_id, 158006 as generation_plant_id, 2018 as year, month, hydro_min_flow_mw, hydro_avg_flow_mw FROM switch.hydro_historical_monthly_capacity_factors WHERE generation_plant_id = 1157631079 AND hydro_simple_scenario_id = 1;
INSERT INTO switch.hydro_historical_monthly_capacity_factors (hydro_simple_scenario_id, generation_plant_id, year, month, hydro_min_flow_mw, hydro_avg_flow_mw) SELECT 21 as hydro_simple_scenario_id, 157868 as generation_plant_id, 2018 as year, month, hydro_min_flow_mw, hydro_avg_flow_mw FROM switch.hydro_historical_monthly_capacity_factors WHERE generation_plant_id = 5000852 AND hydro_simple_scenario_id = 1;
INSERT INTO switch.hydro_historical_monthly_capacity_factors (hydro_simple_scenario_id, generation_plant_id, year, month, hydro_min_flow_mw, hydro_avg_flow_mw) SELECT 21 as hydro_simple_scenario_id, 157832 as generation_plant_id, 2018 as year, month, hydro_min_flow_mw, hydro_avg_flow_mw FROM switch.hydro_historical_monthly_capacity_factors WHERE generation_plant_id = 5000816 AND hydro_simple_scenario_id = 1;
INSERT INTO switch.hydro_historical_monthly_capacity_factors (hydro_simple_scenario_id, generation_plant_id, year, month, hydro_min_flow_mw, hydro_avg_flow_mw) SELECT 21 as hydro_simple_scenario_id, 157869 as generation_plant_id, 2018 as year, month, hydro_min_flow_mw, hydro_avg_flow_mw FROM switch.hydro_historical_monthly_capacity_factors WHERE generation_plant_id = 5000853 AND hydro_simple_scenario_id = 1;
INSERT INTO switch.hydro_historical_monthly_capacity_factors (hydro_simple_scenario_id, generation_plant_id, year, month, hydro_min_flow_mw, hydro_avg_flow_mw) SELECT 21 as hydro_simple_scenario_id, 157870 as generation_plant_id, 2018 as year, month, hydro_min_flow_mw, hydro_avg_flow_mw FROM switch.hydro_historical_monthly_capacity_factors WHERE generation_plant_id = 5000854 AND hydro_simple_scenario_id = 1;
INSERT INTO switch.hydro_historical_monthly_capacity_factors (hydro_simple_scenario_id, generation_plant_id, year, month, hydro_min_flow_mw, hydro_avg_flow_mw) SELECT 21 as hydro_simple_scenario_id, 157957 as generation_plant_id, 2018 as year, month, hydro_min_flow_mw, hydro_avg_flow_mw FROM switch.hydro_historical_monthly_capacity_factors WHERE generation_plant_id = 1157631030 AND hydro_simple_scenario_id = 1;
INSERT INTO switch.hydro_historical_monthly_capacity_factors (hydro_simple_scenario_id, generation_plant_id, year, month, hydro_min_flow_mw, hydro_avg_flow_mw) SELECT 21 as hydro_simple_scenario_id, 157954 as generation_plant_id, 2018 as year, month, hydro_min_flow_mw, hydro_avg_flow_mw FROM switch.hydro_historical_monthly_capacity_factors WHERE generation_plant_id = 1157631027 AND hydro_simple_scenario_id = 1;
INSERT INTO switch.hydro_historical_monthly_capacity_factors (hydro_simple_scenario_id, generation_plant_id, year, month, hydro_min_flow_mw, hydro_avg_flow_mw) SELECT 21 as hydro_simple_scenario_id, 157953 as generation_plant_id, 2018 as year, month, hydro_min_flow_mw, hydro_avg_flow_mw FROM switch.hydro_historical_monthly_capacity_factors WHERE generation_plant_id = 1157631026 AND hydro_simple_scenario_id = 1;
INSERT INTO switch.hydro_historical_monthly_capacity_factors (hydro_simple_scenario_id, generation_plant_id, year, month, hydro_min_flow_mw, hydro_avg_flow_mw) SELECT 21 as hydro_simple_scenario_id, 157871 as generation_plant_id, 2018 as year, month, hydro_min_flow_mw, hydro_avg_flow_mw FROM switch.hydro_historical_monthly_capacity_factors WHERE generation_plant_id = 5000855 AND hydro_simple_scenario_id = 1;
INSERT INTO switch.hydro_historical_monthly_capacity_factors (hydro_simple_scenario_id, generation_plant_id, year, month, hydro_min_flow_mw, hydro_avg_flow_mw) SELECT 21 as hydro_simple_scenario_id, 157872 as generation_plant_id, 2018 as year, month, hydro_min_flow_mw, hydro_avg_flow_mw FROM switch.hydro_historical_monthly_capacity_factors WHERE generation_plant_id = 5000856 AND hydro_simple_scenario_id = 1;
INSERT INTO switch.hydro_historical_monthly_capacity_factors (hydro_simple_scenario_id, generation_plant_id, year, month, hydro_min_flow_mw, hydro_avg_flow_mw) SELECT 21 as hydro_simple_scenario_id, 157873 as generation_plant_id, 2018 as year, month, hydro_min_flow_mw, hydro_avg_flow_mw FROM switch.hydro_historical_monthly_capacity_factors WHERE generation_plant_id = 5000857 AND hydro_simple_scenario_id = 1;
INSERT INTO switch.hydro_historical_monthly_capacity_factors (hydro_simple_scenario_id, generation_plant_id, year, month, hydro_min_flow_mw, hydro_avg_flow_mw) SELECT 21 as hydro_simple_scenario_id, 158045 as generation_plant_id, 2018 as year, month, hydro_min_flow_mw, hydro_avg_flow_mw FROM switch.hydro_historical_monthly_capacity_factors WHERE generation_plant_id = 1157631118 AND hydro_simple_scenario_id = 1;
INSERT INTO switch.hydro_historical_monthly_capacity_factors (hydro_simple_scenario_id, generation_plant_id, year, month, hydro_min_flow_mw, hydro_avg_flow_mw) SELECT 21 as hydro_simple_scenario_id, 157992 as generation_plant_id, 2018 as year, month, hydro_min_flow_mw, hydro_avg_flow_mw FROM switch.hydro_historical_monthly_capacity_factors WHERE generation_plant_id = 1157631065 AND hydro_simple_scenario_id = 1;
INSERT INTO switch.hydro_historical_monthly_capacity_factors (hydro_simple_scenario_id, generation_plant_id, year, month, hydro_min_flow_mw, hydro_avg_flow_mw) SELECT 21 as hydro_simple_scenario_id, 158025 as generation_plant_id, 2018 as year, month, hydro_min_flow_mw, hydro_avg_flow_mw FROM switch.hydro_historical_monthly_capacity_factors WHERE generation_plant_id = 1157631098 AND hydro_simple_scenario_id = 1;
INSERT INTO switch.hydro_historical_monthly_capacity_factors (hydro_simple_scenario_id, generation_plant_id, year, month, hydro_min_flow_mw, hydro_avg_flow_mw) SELECT 21 as hydro_simple_scenario_id, 157994 as generation_plant_id, 2018 as year, month, hydro_min_flow_mw, hydro_avg_flow_mw FROM switch.hydro_historical_monthly_capacity_factors WHERE generation_plant_id = 1157631067 AND hydro_simple_scenario_id = 1;
INSERT INTO switch.hydro_historical_monthly_capacity_factors (hydro_simple_scenario_id, generation_plant_id, year, month, hydro_min_flow_mw, hydro_avg_flow_mw) SELECT 21 as hydro_simple_scenario_id, 157986 as generation_plant_id, 2018 as year, month, hydro_min_flow_mw, hydro_avg_flow_mw FROM switch.hydro_historical_monthly_capacity_factors WHERE generation_plant_id = 1157631059 AND hydro_simple_scenario_id = 1;
INSERT INTO switch.hydro_historical_monthly_capacity_factors (hydro_simple_scenario_id, generation_plant_id, year, month, hydro_min_flow_mw, hydro_avg_flow_mw) SELECT 21 as hydro_simple_scenario_id, 157874 as generation_plant_id, 2018 as year, month, hydro_min_flow_mw, hydro_avg_flow_mw FROM switch.hydro_historical_monthly_capacity_factors WHERE generation_plant_id = 5000858 AND hydro_simple_scenario_id = 1;
INSERT INTO switch.hydro_historical_monthly_capacity_factors (hydro_simple_scenario_id, generation_plant_id, year, month, hydro_min_flow_mw, hydro_avg_flow_mw) SELECT 21 as hydro_simple_scenario_id, 157875 as generation_plant_id, 2018 as year, month, hydro_min_flow_mw, hydro_avg_flow_mw FROM switch.hydro_historical_monthly_capacity_factors WHERE generation_plant_id = 5000859 AND hydro_simple_scenario_id = 1;
INSERT INTO switch.hydro_historical_monthly_capacity_factors (hydro_simple_scenario_id, generation_plant_id, year, month, hydro_min_flow_mw, hydro_avg_flow_mw) SELECT 21 as hydro_simple_scenario_id, 157876 as generation_plant_id, 2018 as year, month, hydro_min_flow_mw, hydro_avg_flow_mw FROM switch.hydro_historical_monthly_capacity_factors WHERE generation_plant_id = 5000860 AND hydro_simple_scenario_id = 1;
INSERT INTO switch.hydro_historical_monthly_capacity_factors (hydro_simple_scenario_id, generation_plant_id, year, month, hydro_min_flow_mw, hydro_avg_flow_mw) SELECT 21 as hydro_simple_scenario_id, 158021 as generation_plant_id, 2018 as year, month, hydro_min_flow_mw, hydro_avg_flow_mw FROM switch.hydro_historical_monthly_capacity_factors WHERE generation_plant_id = 1157631094 AND hydro_simple_scenario_id = 1;
INSERT INTO switch.hydro_historical_monthly_capacity_factors (hydro_simple_scenario_id, generation_plant_id, year, month, hydro_min_flow_mw, hydro_avg_flow_mw) SELECT 21 as hydro_simple_scenario_id, 158026 as generation_plant_id, 2018 as year, month, hydro_min_flow_mw, hydro_avg_flow_mw FROM switch.hydro_historical_monthly_capacity_factors WHERE generation_plant_id = 1157631099 AND hydro_simple_scenario_id = 1;
INSERT INTO switch.hydro_historical_monthly_capacity_factors (hydro_simple_scenario_id, generation_plant_id, year, month, hydro_min_flow_mw, hydro_avg_flow_mw) SELECT 21 as hydro_simple_scenario_id, 158022 as generation_plant_id, 2018 as year, month, hydro_min_flow_mw, hydro_avg_flow_mw FROM switch.hydro_historical_monthly_capacity_factors WHERE generation_plant_id = 1157631095 AND hydro_simple_scenario_id = 1;
INSERT INTO switch.hydro_historical_monthly_capacity_factors (hydro_simple_scenario_id, generation_plant_id, year, month, hydro_min_flow_mw, hydro_avg_flow_mw) SELECT 21 as hydro_simple_scenario_id, 157877 as generation_plant_id, 2018 as year, month, hydro_min_flow_mw, hydro_avg_flow_mw FROM switch.hydro_historical_monthly_capacity_factors WHERE generation_plant_id = 5000861 AND hydro_simple_scenario_id = 1;
INSERT INTO switch.hydro_historical_monthly_capacity_factors (hydro_simple_scenario_id, generation_plant_id, year, month, hydro_min_flow_mw, hydro_avg_flow_mw) SELECT 21 as hydro_simple_scenario_id, 157948 as generation_plant_id, 2018 as year, month, hydro_min_flow_mw, hydro_avg_flow_mw FROM switch.hydro_historical_monthly_capacity_factors WHERE generation_plant_id = 1157631021 AND hydro_simple_scenario_id = 1;
INSERT INTO switch.hydro_historical_monthly_capacity_factors (hydro_simple_scenario_id, generation_plant_id, year, month, hydro_min_flow_mw, hydro_avg_flow_mw) SELECT 21 as hydro_simple_scenario_id, 157969 as generation_plant_id, 2018 as year, month, hydro_min_flow_mw, hydro_avg_flow_mw FROM switch.hydro_historical_monthly_capacity_factors WHERE generation_plant_id = 1157631042 AND hydro_simple_scenario_id = 1;
INSERT INTO switch.hydro_historical_monthly_capacity_factors (hydro_simple_scenario_id, generation_plant_id, year, month, hydro_min_flow_mw, hydro_avg_flow_mw) SELECT 21 as hydro_simple_scenario_id, 157973 as generation_plant_id, 2018 as year, month, hydro_min_flow_mw, hydro_avg_flow_mw FROM switch.hydro_historical_monthly_capacity_factors WHERE generation_plant_id = 1157631046 AND hydro_simple_scenario_id = 1;
INSERT INTO switch.hydro_historical_monthly_capacity_factors (hydro_simple_scenario_id, generation_plant_id, year, month, hydro_min_flow_mw, hydro_avg_flow_mw) SELECT 21 as hydro_simple_scenario_id, 157979 as generation_plant_id, 2018 as year, month, hydro_min_flow_mw, hydro_avg_flow_mw FROM switch.hydro_historical_monthly_capacity_factors WHERE generation_plant_id = 1157631052 AND hydro_simple_scenario_id = 1;
INSERT INTO switch.hydro_historical_monthly_capacity_factors (hydro_simple_scenario_id, generation_plant_id, year, month, hydro_min_flow_mw, hydro_avg_flow_mw) SELECT 21 as hydro_simple_scenario_id, 157833 as generation_plant_id, 2018 as year, month, hydro_min_flow_mw, hydro_avg_flow_mw FROM switch.hydro_historical_monthly_capacity_factors WHERE generation_plant_id = 5000817 AND hydro_simple_scenario_id = 1;
INSERT INTO switch.hydro_historical_monthly_capacity_factors (hydro_simple_scenario_id, generation_plant_id, year, month, hydro_min_flow_mw, hydro_avg_flow_mw) SELECT 21 as hydro_simple_scenario_id, 157878 as generation_plant_id, 2018 as year, month, hydro_min_flow_mw, hydro_avg_flow_mw FROM switch.hydro_historical_monthly_capacity_factors WHERE generation_plant_id = 5000862 AND hydro_simple_scenario_id = 1;
INSERT INTO switch.hydro_historical_monthly_capacity_factors (hydro_simple_scenario_id, generation_plant_id, year, month, hydro_min_flow_mw, hydro_avg_flow_mw) SELECT 21 as hydro_simple_scenario_id, 157834 as generation_plant_id, 2018 as year, month, hydro_min_flow_mw, hydro_avg_flow_mw FROM switch.hydro_historical_monthly_capacity_factors WHERE generation_plant_id = 5000818 AND hydro_simple_scenario_id = 1;
INSERT INTO switch.hydro_historical_monthly_capacity_factors (hydro_simple_scenario_id, generation_plant_id, year, month, hydro_min_flow_mw, hydro_avg_flow_mw) SELECT 21 as hydro_simple_scenario_id, 158057 as generation_plant_id, 2018 as year, month, hydro_min_flow_mw, hydro_avg_flow_mw FROM switch.hydro_historical_monthly_capacity_factors WHERE generation_plant_id = 1157631130 AND hydro_simple_scenario_id = 1;
INSERT INTO switch.hydro_historical_monthly_capacity_factors (hydro_simple_scenario_id, generation_plant_id, year, month, hydro_min_flow_mw, hydro_avg_flow_mw) SELECT 21 as hydro_simple_scenario_id, 157879 as generation_plant_id, 2018 as year, month, hydro_min_flow_mw, hydro_avg_flow_mw FROM switch.hydro_historical_monthly_capacity_factors WHERE generation_plant_id = 5000863 AND hydro_simple_scenario_id = 1;
INSERT INTO switch.hydro_historical_monthly_capacity_factors (hydro_simple_scenario_id, generation_plant_id, year, month, hydro_min_flow_mw, hydro_avg_flow_mw) SELECT 21 as hydro_simple_scenario_id, 157835 as generation_plant_id, 2018 as year, month, hydro_min_flow_mw, hydro_avg_flow_mw FROM switch.hydro_historical_monthly_capacity_factors WHERE generation_plant_id = 5000819 AND hydro_simple_scenario_id = 1;
INSERT INTO switch.hydro_historical_monthly_capacity_factors (hydro_simple_scenario_id, generation_plant_id, year, month, hydro_min_flow_mw, hydro_avg_flow_mw) SELECT 21 as hydro_simple_scenario_id, 157836 as generation_plant_id, 2018 as year, month, hydro_min_flow_mw, hydro_avg_flow_mw FROM switch.hydro_historical_monthly_capacity_factors WHERE generation_plant_id = 5000820 AND hydro_simple_scenario_id = 1;
INSERT INTO switch.hydro_historical_monthly_capacity_factors (hydro_simple_scenario_id, generation_plant_id, year, month, hydro_min_flow_mw, hydro_avg_flow_mw) SELECT 21 as hydro_simple_scenario_id, 157956 as generation_plant_id, 2018 as year, month, hydro_min_flow_mw, hydro_avg_flow_mw FROM switch.hydro_historical_monthly_capacity_factors WHERE generation_plant_id = 1157631029 AND hydro_simple_scenario_id = 1;
INSERT INTO switch.hydro_historical_monthly_capacity_factors (hydro_simple_scenario_id, generation_plant_id, year, month, hydro_min_flow_mw, hydro_avg_flow_mw) SELECT 21 as hydro_simple_scenario_id, 157951 as generation_plant_id, 2018 as year, month, hydro_min_flow_mw, hydro_avg_flow_mw FROM switch.hydro_historical_monthly_capacity_factors WHERE generation_plant_id = 1157631024 AND hydro_simple_scenario_id = 1;
INSERT INTO switch.hydro_historical_monthly_capacity_factors (hydro_simple_scenario_id, generation_plant_id, year, month, hydro_min_flow_mw, hydro_avg_flow_mw) SELECT 21 as hydro_simple_scenario_id, 157880 as generation_plant_id, 2018 as year, month, hydro_min_flow_mw, hydro_avg_flow_mw FROM switch.hydro_historical_monthly_capacity_factors WHERE generation_plant_id = 5000864 AND hydro_simple_scenario_id = 1;
INSERT INTO switch.hydro_historical_monthly_capacity_factors (hydro_simple_scenario_id, generation_plant_id, year, month, hydro_min_flow_mw, hydro_avg_flow_mw) SELECT 21 as hydro_simple_scenario_id, 157881 as generation_plant_id, 2018 as year, month, hydro_min_flow_mw, hydro_avg_flow_mw FROM switch.hydro_historical_monthly_capacity_factors WHERE generation_plant_id = 5000865 AND hydro_simple_scenario_id = 1;
INSERT INTO switch.hydro_historical_monthly_capacity_factors (hydro_simple_scenario_id, generation_plant_id, year, month, hydro_min_flow_mw, hydro_avg_flow_mw) SELECT 21 as hydro_simple_scenario_id, 157837 as generation_plant_id, 2018 as year, month, hydro_min_flow_mw, hydro_avg_flow_mw FROM switch.hydro_historical_monthly_capacity_factors WHERE generation_plant_id = 5000821 AND hydro_simple_scenario_id = 1;
INSERT INTO switch.hydro_historical_monthly_capacity_factors (hydro_simple_scenario_id, generation_plant_id, year, month, hydro_min_flow_mw, hydro_avg_flow_mw) SELECT 21 as hydro_simple_scenario_id, 157882 as generation_plant_id, 2018 as year, month, hydro_min_flow_mw, hydro_avg_flow_mw FROM switch.hydro_historical_monthly_capacity_factors WHERE generation_plant_id = 5000866 AND hydro_simple_scenario_id = 1;
INSERT INTO switch.hydro_historical_monthly_capacity_factors (hydro_simple_scenario_id, generation_plant_id, year, month, hydro_min_flow_mw, hydro_avg_flow_mw) SELECT 21 as hydro_simple_scenario_id, 157968 as generation_plant_id, 2018 as year, month, hydro_min_flow_mw, hydro_avg_flow_mw FROM switch.hydro_historical_monthly_capacity_factors WHERE generation_plant_id = 1157631041 AND hydro_simple_scenario_id = 1;
INSERT INTO switch.hydro_historical_monthly_capacity_factors (hydro_simple_scenario_id, generation_plant_id, year, month, hydro_min_flow_mw, hydro_avg_flow_mw) SELECT 21 as hydro_simple_scenario_id, 157967 as generation_plant_id, 2018 as year, month, hydro_min_flow_mw, hydro_avg_flow_mw FROM switch.hydro_historical_monthly_capacity_factors WHERE generation_plant_id = 1157631040 AND hydro_simple_scenario_id = 1;
INSERT INTO switch.hydro_historical_monthly_capacity_factors (hydro_simple_scenario_id, generation_plant_id, year, month, hydro_min_flow_mw, hydro_avg_flow_mw) SELECT 21 as hydro_simple_scenario_id, 157883 as generation_plant_id, 2018 as year, month, hydro_min_flow_mw, hydro_avg_flow_mw FROM switch.hydro_historical_monthly_capacity_factors WHERE generation_plant_id = 5000867 AND hydro_simple_scenario_id = 1;
INSERT INTO switch.hydro_historical_monthly_capacity_factors (hydro_simple_scenario_id, generation_plant_id, year, month, hydro_min_flow_mw, hydro_avg_flow_mw) SELECT 21 as hydro_simple_scenario_id, 157887 as generation_plant_id, 2018 as year, month, hydro_min_flow_mw, hydro_avg_flow_mw FROM switch.hydro_historical_monthly_capacity_factors WHERE generation_plant_id = 5000871 AND hydro_simple_scenario_id = 1;
INSERT INTO switch.hydro_historical_monthly_capacity_factors (hydro_simple_scenario_id, generation_plant_id, year, month, hydro_min_flow_mw, hydro_avg_flow_mw) SELECT 21 as hydro_simple_scenario_id, 157885 as generation_plant_id, 2018 as year, month, hydro_min_flow_mw, hydro_avg_flow_mw FROM switch.hydro_historical_monthly_capacity_factors WHERE generation_plant_id = 5000869 AND hydro_simple_scenario_id = 1;
INSERT INTO switch.hydro_historical_monthly_capacity_factors (hydro_simple_scenario_id, generation_plant_id, year, month, hydro_min_flow_mw, hydro_avg_flow_mw) SELECT 21 as hydro_simple_scenario_id, 157884 as generation_plant_id, 2018 as year, month, hydro_min_flow_mw, hydro_avg_flow_mw FROM switch.hydro_historical_monthly_capacity_factors WHERE generation_plant_id = 5000868 AND hydro_simple_scenario_id = 1;
INSERT INTO switch.hydro_historical_monthly_capacity_factors (hydro_simple_scenario_id, generation_plant_id, year, month, hydro_min_flow_mw, hydro_avg_flow_mw) SELECT 21 as hydro_simple_scenario_id, 157886 as generation_plant_id, 2018 as year, month, hydro_min_flow_mw, hydro_avg_flow_mw FROM switch.hydro_historical_monthly_capacity_factors WHERE generation_plant_id = 5000870 AND hydro_simple_scenario_id = 1;
INSERT INTO switch.hydro_historical_monthly_capacity_factors (hydro_simple_scenario_id, generation_plant_id, year, month, hydro_min_flow_mw, hydro_avg_flow_mw) SELECT 21 as hydro_simple_scenario_id, 157946 as generation_plant_id, 2018 as year, month, hydro_min_flow_mw, hydro_avg_flow_mw FROM switch.hydro_historical_monthly_capacity_factors WHERE generation_plant_id = 1157631019 AND hydro_simple_scenario_id = 1;
INSERT INTO switch.hydro_historical_monthly_capacity_factors (hydro_simple_scenario_id, generation_plant_id, year, month, hydro_min_flow_mw, hydro_avg_flow_mw) SELECT 21 as hydro_simple_scenario_id, 157944 as generation_plant_id, 2018 as year, month, hydro_min_flow_mw, hydro_avg_flow_mw FROM switch.hydro_historical_monthly_capacity_factors WHERE generation_plant_id = 1157631017 AND hydro_simple_scenario_id = 1;
INSERT INTO switch.hydro_historical_monthly_capacity_factors (hydro_simple_scenario_id, generation_plant_id, year, month, hydro_min_flow_mw, hydro_avg_flow_mw) SELECT 21 as hydro_simple_scenario_id, 157888 as generation_plant_id, 2018 as year, month, hydro_min_flow_mw, hydro_avg_flow_mw FROM switch.hydro_historical_monthly_capacity_factors WHERE generation_plant_id = 5000872 AND hydro_simple_scenario_id = 1;
INSERT INTO switch.hydro_historical_monthly_capacity_factors (hydro_simple_scenario_id, generation_plant_id, year, month, hydro_min_flow_mw, hydro_avg_flow_mw) SELECT 21 as hydro_simple_scenario_id, 157889 as generation_plant_id, 2018 as year, month, hydro_min_flow_mw, hydro_avg_flow_mw FROM switch.hydro_historical_monthly_capacity_factors WHERE generation_plant_id = 5000873 AND hydro_simple_scenario_id = 1;
INSERT INTO switch.hydro_historical_monthly_capacity_factors (hydro_simple_scenario_id, generation_plant_id, year, month, hydro_min_flow_mw, hydro_avg_flow_mw) SELECT 21 as hydro_simple_scenario_id, 157991 as generation_plant_id, 2018 as year, month, hydro_min_flow_mw, hydro_avg_flow_mw FROM switch.hydro_historical_monthly_capacity_factors WHERE generation_plant_id = 1157631064 AND hydro_simple_scenario_id = 1;
INSERT INTO switch.hydro_historical_monthly_capacity_factors (hydro_simple_scenario_id, generation_plant_id, year, month, hydro_min_flow_mw, hydro_avg_flow_mw) SELECT 21 as hydro_simple_scenario_id, 158041 as generation_plant_id, 2018 as year, month, hydro_min_flow_mw, hydro_avg_flow_mw FROM switch.hydro_historical_monthly_capacity_factors WHERE generation_plant_id = 1157631114 AND hydro_simple_scenario_id = 1;
INSERT INTO switch.hydro_historical_monthly_capacity_factors (hydro_simple_scenario_id, generation_plant_id, year, month, hydro_min_flow_mw, hydro_avg_flow_mw) SELECT 21 as hydro_simple_scenario_id, 158042 as generation_plant_id, 2018 as year, month, hydro_min_flow_mw, hydro_avg_flow_mw FROM switch.hydro_historical_monthly_capacity_factors WHERE generation_plant_id = 1157631115 AND hydro_simple_scenario_id = 1;
INSERT INTO switch.hydro_historical_monthly_capacity_factors (hydro_simple_scenario_id, generation_plant_id, year, month, hydro_min_flow_mw, hydro_avg_flow_mw) SELECT 21 as hydro_simple_scenario_id, 157890 as generation_plant_id, 2018 as year, month, hydro_min_flow_mw, hydro_avg_flow_mw FROM switch.hydro_historical_monthly_capacity_factors WHERE generation_plant_id = 5000874 AND hydro_simple_scenario_id = 1;
INSERT INTO switch.hydro_historical_monthly_capacity_factors (hydro_simple_scenario_id, generation_plant_id, year, month, hydro_min_flow_mw, hydro_avg_flow_mw) SELECT 21 as hydro_simple_scenario_id, 157891 as generation_plant_id, 2018 as year, month, hydro_min_flow_mw, hydro_avg_flow_mw FROM switch.hydro_historical_monthly_capacity_factors WHERE generation_plant_id = 5000875 AND hydro_simple_scenario_id = 1;
INSERT INTO switch.hydro_historical_monthly_capacity_factors (hydro_simple_scenario_id, generation_plant_id, year, month, hydro_min_flow_mw, hydro_avg_flow_mw) SELECT 21 as hydro_simple_scenario_id, 157892 as generation_plant_id, 2018 as year, month, hydro_min_flow_mw, hydro_avg_flow_mw FROM switch.hydro_historical_monthly_capacity_factors WHERE generation_plant_id = 5000876 AND hydro_simple_scenario_id = 1;
INSERT INTO switch.hydro_historical_monthly_capacity_factors (hydro_simple_scenario_id, generation_plant_id, year, month, hydro_min_flow_mw, hydro_avg_flow_mw) SELECT 21 as hydro_simple_scenario_id, 157893 as generation_plant_id, 2018 as year, month, hydro_min_flow_mw, hydro_avg_flow_mw FROM switch.hydro_historical_monthly_capacity_factors WHERE generation_plant_id = 5000877 AND hydro_simple_scenario_id = 1;
INSERT INTO switch.hydro_historical_monthly_capacity_factors (hydro_simple_scenario_id, generation_plant_id, year, month, hydro_min_flow_mw, hydro_avg_flow_mw) SELECT 21 as hydro_simple_scenario_id, 158020 as generation_plant_id, 2018 as year, month, hydro_min_flow_mw, hydro_avg_flow_mw FROM switch.hydro_historical_monthly_capacity_factors WHERE generation_plant_id = 1157631093 AND hydro_simple_scenario_id = 1;
INSERT INTO switch.hydro_historical_monthly_capacity_factors (hydro_simple_scenario_id, generation_plant_id, year, month, hydro_min_flow_mw, hydro_avg_flow_mw) SELECT 21 as hydro_simple_scenario_id, 158024 as generation_plant_id, 2018 as year, month, hydro_min_flow_mw, hydro_avg_flow_mw FROM switch.hydro_historical_monthly_capacity_factors WHERE generation_plant_id = 1157631097 AND hydro_simple_scenario_id = 1;
INSERT INTO switch.hydro_historical_monthly_capacity_factors (hydro_simple_scenario_id, generation_plant_id, year, month, hydro_min_flow_mw, hydro_avg_flow_mw) SELECT 21 as hydro_simple_scenario_id, 158054 as generation_plant_id, 2018 as year, month, hydro_min_flow_mw, hydro_avg_flow_mw FROM switch.hydro_historical_monthly_capacity_factors WHERE generation_plant_id = 1157631127 AND hydro_simple_scenario_id = 1;
INSERT INTO switch.hydro_historical_monthly_capacity_factors (hydro_simple_scenario_id, generation_plant_id, year, month, hydro_min_flow_mw, hydro_avg_flow_mw) SELECT 21 as hydro_simple_scenario_id, 158058 as generation_plant_id, 2018 as year, month, hydro_min_flow_mw, hydro_avg_flow_mw FROM switch.hydro_historical_monthly_capacity_factors WHERE generation_plant_id = 1157631131 AND hydro_simple_scenario_id = 1;
INSERT INTO switch.hydro_historical_monthly_capacity_factors (hydro_simple_scenario_id, generation_plant_id, year, month, hydro_min_flow_mw, hydro_avg_flow_mw) SELECT 21 as hydro_simple_scenario_id, 157996 as generation_plant_id, 2018 as year, month, hydro_min_flow_mw, hydro_avg_flow_mw FROM switch.hydro_historical_monthly_capacity_factors WHERE generation_plant_id = 1157631069 AND hydro_simple_scenario_id = 1;
INSERT INTO switch.hydro_historical_monthly_capacity_factors (hydro_simple_scenario_id, generation_plant_id, year, month, hydro_min_flow_mw, hydro_avg_flow_mw) SELECT 21 as hydro_simple_scenario_id, 158001 as generation_plant_id, 2018 as year, month, hydro_min_flow_mw, hydro_avg_flow_mw FROM switch.hydro_historical_monthly_capacity_factors WHERE generation_plant_id = 1157631074 AND hydro_simple_scenario_id = 1;
INSERT INTO switch.hydro_historical_monthly_capacity_factors (hydro_simple_scenario_id, generation_plant_id, year, month, hydro_min_flow_mw, hydro_avg_flow_mw) SELECT 21 as hydro_simple_scenario_id, 157998 as generation_plant_id, 2018 as year, month, hydro_min_flow_mw, hydro_avg_flow_mw FROM switch.hydro_historical_monthly_capacity_factors WHERE generation_plant_id = 1157631071 AND hydro_simple_scenario_id = 1;
INSERT INTO switch.hydro_historical_monthly_capacity_factors (hydro_simple_scenario_id, generation_plant_id, year, month, hydro_min_flow_mw, hydro_avg_flow_mw) SELECT 21 as hydro_simple_scenario_id, 157999 as generation_plant_id, 2018 as year, month, hydro_min_flow_mw, hydro_avg_flow_mw FROM switch.hydro_historical_monthly_capacity_factors WHERE generation_plant_id = 1157631072 AND hydro_simple_scenario_id = 1;
INSERT INTO switch.hydro_historical_monthly_capacity_factors (hydro_simple_scenario_id, generation_plant_id, year, month, hydro_min_flow_mw, hydro_avg_flow_mw) SELECT 21 as hydro_simple_scenario_id, 157894 as generation_plant_id, 2018 as year, month, hydro_min_flow_mw, hydro_avg_flow_mw FROM switch.hydro_historical_monthly_capacity_factors WHERE generation_plant_id = 5000878 AND hydro_simple_scenario_id = 1;
INSERT INTO switch.hydro_historical_monthly_capacity_factors (hydro_simple_scenario_id, generation_plant_id, year, month, hydro_min_flow_mw, hydro_avg_flow_mw) SELECT 21 as hydro_simple_scenario_id, 157895 as generation_plant_id, 2018 as year, month, hydro_min_flow_mw, hydro_avg_flow_mw FROM switch.hydro_historical_monthly_capacity_factors WHERE generation_plant_id = 5000879 AND hydro_simple_scenario_id = 1;
INSERT INTO switch.hydro_historical_monthly_capacity_factors (hydro_simple_scenario_id, generation_plant_id, year, month, hydro_min_flow_mw, hydro_avg_flow_mw) SELECT 21 as hydro_simple_scenario_id, 158000 as generation_plant_id, 2018 as year, month, hydro_min_flow_mw, hydro_avg_flow_mw FROM switch.hydro_historical_monthly_capacity_factors WHERE generation_plant_id = 1157631073 AND hydro_simple_scenario_id = 1;
INSERT INTO switch.hydro_historical_monthly_capacity_factors (hydro_simple_scenario_id, generation_plant_id, year, month, hydro_min_flow_mw, hydro_avg_flow_mw) SELECT 21 as hydro_simple_scenario_id, 157896 as generation_plant_id, 2018 as year, month, hydro_min_flow_mw, hydro_avg_flow_mw FROM switch.hydro_historical_monthly_capacity_factors WHERE generation_plant_id = 5000880 AND hydro_simple_scenario_id = 1;
INSERT INTO switch.hydro_historical_monthly_capacity_factors (hydro_simple_scenario_id, generation_plant_id, year, month, hydro_min_flow_mw, hydro_avg_flow_mw) SELECT 21 as hydro_simple_scenario_id, 157897 as generation_plant_id, 2018 as year, month, hydro_min_flow_mw, hydro_avg_flow_mw FROM switch.hydro_historical_monthly_capacity_factors WHERE generation_plant_id = 5000881 AND hydro_simple_scenario_id = 1;
INSERT INTO switch.hydro_historical_monthly_capacity_factors (hydro_simple_scenario_id, generation_plant_id, year, month, hydro_min_flow_mw, hydro_avg_flow_mw) SELECT 21 as hydro_simple_scenario_id, 157983 as generation_plant_id, 2018 as year, month, hydro_min_flow_mw, hydro_avg_flow_mw FROM switch.hydro_historical_monthly_capacity_factors WHERE generation_plant_id = 1157631056 AND hydro_simple_scenario_id = 1;
INSERT INTO switch.hydro_historical_monthly_capacity_factors (hydro_simple_scenario_id, generation_plant_id, year, month, hydro_min_flow_mw, hydro_avg_flow_mw) SELECT 21 as hydro_simple_scenario_id, 157990 as generation_plant_id, 2018 as year, month, hydro_min_flow_mw, hydro_avg_flow_mw FROM switch.hydro_historical_monthly_capacity_factors WHERE generation_plant_id = 1157631063 AND hydro_simple_scenario_id = 1;
INSERT INTO switch.hydro_historical_monthly_capacity_factors (hydro_simple_scenario_id, generation_plant_id, year, month, hydro_min_flow_mw, hydro_avg_flow_mw) SELECT 21 as hydro_simple_scenario_id, 157898 as generation_plant_id, 2018 as year, month, hydro_min_flow_mw, hydro_avg_flow_mw FROM switch.hydro_historical_monthly_capacity_factors WHERE generation_plant_id = 5000882 AND hydro_simple_scenario_id = 1;
INSERT INTO switch.hydro_historical_monthly_capacity_factors (hydro_simple_scenario_id, generation_plant_id, year, month, hydro_min_flow_mw, hydro_avg_flow_mw) SELECT 21 as hydro_simple_scenario_id, 157899 as generation_plant_id, 2018 as year, month, hydro_min_flow_mw, hydro_avg_flow_mw FROM switch.hydro_historical_monthly_capacity_factors WHERE generation_plant_id = 5000883 AND hydro_simple_scenario_id = 1;
INSERT INTO switch.hydro_historical_monthly_capacity_factors (hydro_simple_scenario_id, generation_plant_id, year, month, hydro_min_flow_mw, hydro_avg_flow_mw) SELECT 21 as hydro_simple_scenario_id, 157900 as generation_plant_id, 2018 as year, month, hydro_min_flow_mw, hydro_avg_flow_mw FROM switch.hydro_historical_monthly_capacity_factors WHERE generation_plant_id = 5000884 AND hydro_simple_scenario_id = 1;
INSERT INTO switch.hydro_historical_monthly_capacity_factors (hydro_simple_scenario_id, generation_plant_id, year, month, hydro_min_flow_mw, hydro_avg_flow_mw) SELECT 21 as hydro_simple_scenario_id, 157943 as generation_plant_id, 2018 as year, month, hydro_min_flow_mw, hydro_avg_flow_mw FROM switch.hydro_historical_monthly_capacity_factors WHERE generation_plant_id = 1157631016 AND hydro_simple_scenario_id = 1;
INSERT INTO switch.hydro_historical_monthly_capacity_factors (hydro_simple_scenario_id, generation_plant_id, year, month, hydro_min_flow_mw, hydro_avg_flow_mw) SELECT 21 as hydro_simple_scenario_id, 157947 as generation_plant_id, 2018 as year, month, hydro_min_flow_mw, hydro_avg_flow_mw FROM switch.hydro_historical_monthly_capacity_factors WHERE generation_plant_id = 1157631020 AND hydro_simple_scenario_id = 1;
INSERT INTO switch.hydro_historical_monthly_capacity_factors (hydro_simple_scenario_id, generation_plant_id, year, month, hydro_min_flow_mw, hydro_avg_flow_mw) SELECT 21 as hydro_simple_scenario_id, 157988 as generation_plant_id, 2018 as year, month, hydro_min_flow_mw, hydro_avg_flow_mw FROM switch.hydro_historical_monthly_capacity_factors WHERE generation_plant_id = 1157631061 AND hydro_simple_scenario_id = 1;
INSERT INTO switch.hydro_historical_monthly_capacity_factors (hydro_simple_scenario_id, generation_plant_id, year, month, hydro_min_flow_mw, hydro_avg_flow_mw) SELECT 21 as hydro_simple_scenario_id, 157901 as generation_plant_id, 2018 as year, month, hydro_min_flow_mw, hydro_avg_flow_mw FROM switch.hydro_historical_monthly_capacity_factors WHERE generation_plant_id = 5000885 AND hydro_simple_scenario_id = 1;
INSERT INTO switch.hydro_historical_monthly_capacity_factors (hydro_simple_scenario_id, generation_plant_id, year, month, hydro_min_flow_mw, hydro_avg_flow_mw) SELECT 21 as hydro_simple_scenario_id, 157838 as generation_plant_id, 2018 as year, month, hydro_min_flow_mw, hydro_avg_flow_mw FROM switch.hydro_historical_monthly_capacity_factors WHERE generation_plant_id = 5000822 AND hydro_simple_scenario_id = 1;
INSERT INTO switch.hydro_historical_monthly_capacity_factors (hydro_simple_scenario_id, generation_plant_id, year, month, hydro_min_flow_mw, hydro_avg_flow_mw) SELECT 21 as hydro_simple_scenario_id, 157987 as generation_plant_id, 2018 as year, month, hydro_min_flow_mw, hydro_avg_flow_mw FROM switch.hydro_historical_monthly_capacity_factors WHERE generation_plant_id = 1157631060 AND hydro_simple_scenario_id = 1;
INSERT INTO switch.hydro_historical_monthly_capacity_factors (hydro_simple_scenario_id, generation_plant_id, year, month, hydro_min_flow_mw, hydro_avg_flow_mw) SELECT 21 as hydro_simple_scenario_id, 157985 as generation_plant_id, 2018 as year, month, hydro_min_flow_mw, hydro_avg_flow_mw FROM switch.hydro_historical_monthly_capacity_factors WHERE generation_plant_id = 1157631058 AND hydro_simple_scenario_id = 1;
INSERT INTO switch.hydro_historical_monthly_capacity_factors (hydro_simple_scenario_id, generation_plant_id, year, month, hydro_min_flow_mw, hydro_avg_flow_mw) SELECT 21 as hydro_simple_scenario_id, 158052 as generation_plant_id, 2018 as year, month, hydro_min_flow_mw, hydro_avg_flow_mw FROM switch.hydro_historical_monthly_capacity_factors WHERE generation_plant_id = 1157631125 AND hydro_simple_scenario_id = 1;
INSERT INTO switch.hydro_historical_monthly_capacity_factors (hydro_simple_scenario_id, generation_plant_id, year, month, hydro_min_flow_mw, hydro_avg_flow_mw) SELECT 21 as hydro_simple_scenario_id, 158053 as generation_plant_id, 2018 as year, month, hydro_min_flow_mw, hydro_avg_flow_mw FROM switch.hydro_historical_monthly_capacity_factors WHERE generation_plant_id = 1157631126 AND hydro_simple_scenario_id = 1;
INSERT INTO switch.hydro_historical_monthly_capacity_factors (hydro_simple_scenario_id, generation_plant_id, year, month, hydro_min_flow_mw, hydro_avg_flow_mw) SELECT 21 as hydro_simple_scenario_id, 158005 as generation_plant_id, 2018 as year, month, hydro_min_flow_mw, hydro_avg_flow_mw FROM switch.hydro_historical_monthly_capacity_factors WHERE generation_plant_id = 1157631078 AND hydro_simple_scenario_id = 1;
INSERT INTO switch.hydro_historical_monthly_capacity_factors (hydro_simple_scenario_id, generation_plant_id, year, month, hydro_min_flow_mw, hydro_avg_flow_mw) SELECT 21 as hydro_simple_scenario_id, 158003 as generation_plant_id, 2018 as year, month, hydro_min_flow_mw, hydro_avg_flow_mw FROM switch.hydro_historical_monthly_capacity_factors WHERE generation_plant_id = 1157631076 AND hydro_simple_scenario_id = 1;
INSERT INTO switch.hydro_historical_monthly_capacity_factors (hydro_simple_scenario_id, generation_plant_id, year, month, hydro_min_flow_mw, hydro_avg_flow_mw) SELECT 21 as hydro_simple_scenario_id, 157984 as generation_plant_id, 2018 as year, month, hydro_min_flow_mw, hydro_avg_flow_mw FROM switch.hydro_historical_monthly_capacity_factors WHERE generation_plant_id = 1157631057 AND hydro_simple_scenario_id = 1;
INSERT INTO switch.hydro_historical_monthly_capacity_factors (hydro_simple_scenario_id, generation_plant_id, year, month, hydro_min_flow_mw, hydro_avg_flow_mw) SELECT 21 as hydro_simple_scenario_id, 157902 as generation_plant_id, 2018 as year, month, hydro_min_flow_mw, hydro_avg_flow_mw FROM switch.hydro_historical_monthly_capacity_factors WHERE generation_plant_id = 5000886 AND hydro_simple_scenario_id = 1;
INSERT INTO switch.hydro_historical_monthly_capacity_factors (hydro_simple_scenario_id, generation_plant_id, year, month, hydro_min_flow_mw, hydro_avg_flow_mw) SELECT 21 as hydro_simple_scenario_id, 157903 as generation_plant_id, 2018 as year, month, hydro_min_flow_mw, hydro_avg_flow_mw FROM switch.hydro_historical_monthly_capacity_factors WHERE generation_plant_id = 5000887 AND hydro_simple_scenario_id = 1;
INSERT INTO switch.hydro_historical_monthly_capacity_factors (hydro_simple_scenario_id, generation_plant_id, year, month, hydro_min_flow_mw, hydro_avg_flow_mw) SELECT 21 as hydro_simple_scenario_id, 157955 as generation_plant_id, 2018 as year, month, hydro_min_flow_mw, hydro_avg_flow_mw FROM switch.hydro_historical_monthly_capacity_factors WHERE generation_plant_id = 1157631028 AND hydro_simple_scenario_id = 1;
INSERT INTO switch.hydro_historical_monthly_capacity_factors (hydro_simple_scenario_id, generation_plant_id, year, month, hydro_min_flow_mw, hydro_avg_flow_mw) SELECT 21 as hydro_simple_scenario_id, 157839 as generation_plant_id, 2018 as year, month, hydro_min_flow_mw, hydro_avg_flow_mw FROM switch.hydro_historical_monthly_capacity_factors WHERE generation_plant_id = 5000823 AND hydro_simple_scenario_id = 1;
INSERT INTO switch.hydro_historical_monthly_capacity_factors (hydro_simple_scenario_id, generation_plant_id, year, month, hydro_min_flow_mw, hydro_avg_flow_mw) SELECT 21 as hydro_simple_scenario_id, 157904 as generation_plant_id, 2018 as year, month, hydro_min_flow_mw, hydro_avg_flow_mw FROM switch.hydro_historical_monthly_capacity_factors WHERE generation_plant_id = 5000888 AND hydro_simple_scenario_id = 1;
INSERT INTO switch.hydro_historical_monthly_capacity_factors (hydro_simple_scenario_id, generation_plant_id, year, month, hydro_min_flow_mw, hydro_avg_flow_mw) SELECT 21 as hydro_simple_scenario_id, 158023 as generation_plant_id, 2018 as year, month, hydro_min_flow_mw, hydro_avg_flow_mw FROM switch.hydro_historical_monthly_capacity_factors WHERE generation_plant_id = 1157631096 AND hydro_simple_scenario_id = 1;
INSERT INTO switch.hydro_historical_monthly_capacity_factors (hydro_simple_scenario_id, generation_plant_id, year, month, hydro_min_flow_mw, hydro_avg_flow_mw) SELECT 21 as hydro_simple_scenario_id, 157989 as generation_plant_id, 2018 as year, month, hydro_min_flow_mw, hydro_avg_flow_mw FROM switch.hydro_historical_monthly_capacity_factors WHERE generation_plant_id = 1157631062 AND hydro_simple_scenario_id = 1;
INSERT INTO switch.hydro_historical_monthly_capacity_factors (hydro_simple_scenario_id, generation_plant_id, year, month, hydro_min_flow_mw, hydro_avg_flow_mw) SELECT 21 as hydro_simple_scenario_id, 157905 as generation_plant_id, 2018 as year, month, hydro_min_flow_mw, hydro_avg_flow_mw FROM switch.hydro_historical_monthly_capacity_factors WHERE generation_plant_id = 5000889 AND hydro_simple_scenario_id = 1;
INSERT INTO switch.hydro_historical_monthly_capacity_factors (hydro_simple_scenario_id, generation_plant_id, year, month, hydro_min_flow_mw, hydro_avg_flow_mw) SELECT 21 as hydro_simple_scenario_id, 157906 as generation_plant_id, 2018 as year, month, hydro_min_flow_mw, hydro_avg_flow_mw FROM switch.hydro_historical_monthly_capacity_factors WHERE generation_plant_id = 5000890 AND hydro_simple_scenario_id = 1;
INSERT INTO switch.hydro_historical_monthly_capacity_factors (hydro_simple_scenario_id, generation_plant_id, year, month, hydro_min_flow_mw, hydro_avg_flow_mw) SELECT 21 as hydro_simple_scenario_id, 157907 as generation_plant_id, 2018 as year, month, hydro_min_flow_mw, hydro_avg_flow_mw FROM switch.hydro_historical_monthly_capacity_factors WHERE generation_plant_id = 5000891 AND hydro_simple_scenario_id = 1;
INSERT INTO switch.hydro_historical_monthly_capacity_factors (hydro_simple_scenario_id, generation_plant_id, year, month, hydro_min_flow_mw, hydro_avg_flow_mw) SELECT 21 as hydro_simple_scenario_id, 157908 as generation_plant_id, 2018 as year, month, hydro_min_flow_mw, hydro_avg_flow_mw FROM switch.hydro_historical_monthly_capacity_factors WHERE generation_plant_id = 5000892 AND hydro_simple_scenario_id = 1;
INSERT INTO switch.hydro_historical_monthly_capacity_factors (hydro_simple_scenario_id, generation_plant_id, year, month, hydro_min_flow_mw, hydro_avg_flow_mw) SELECT 21 as hydro_simple_scenario_id, 158011 as generation_plant_id, 2018 as year, month, hydro_min_flow_mw, hydro_avg_flow_mw FROM switch.hydro_historical_monthly_capacity_factors WHERE generation_plant_id = 1157631084 AND hydro_simple_scenario_id = 1;
INSERT INTO switch.hydro_historical_monthly_capacity_factors (hydro_simple_scenario_id, generation_plant_id, year, month, hydro_min_flow_mw, hydro_avg_flow_mw) SELECT 21 as hydro_simple_scenario_id, 158013 as generation_plant_id, 2018 as year, month, hydro_min_flow_mw, hydro_avg_flow_mw FROM switch.hydro_historical_monthly_capacity_factors WHERE generation_plant_id = 1157631086 AND hydro_simple_scenario_id = 1;
INSERT INTO switch.hydro_historical_monthly_capacity_factors (hydro_simple_scenario_id, generation_plant_id, year, month, hydro_min_flow_mw, hydro_avg_flow_mw) SELECT 21 as hydro_simple_scenario_id, 157840 as generation_plant_id, 2018 as year, month, hydro_min_flow_mw, hydro_avg_flow_mw FROM switch.hydro_historical_monthly_capacity_factors WHERE generation_plant_id = 5000824 AND hydro_simple_scenario_id = 1;
INSERT INTO switch.hydro_historical_monthly_capacity_factors (hydro_simple_scenario_id, generation_plant_id, year, month, hydro_min_flow_mw, hydro_avg_flow_mw) SELECT 21 as hydro_simple_scenario_id, 158012 as generation_plant_id, 2018 as year, month, hydro_min_flow_mw, hydro_avg_flow_mw FROM switch.hydro_historical_monthly_capacity_factors WHERE generation_plant_id = 1157631085 AND hydro_simple_scenario_id = 1;
INSERT INTO switch.hydro_historical_monthly_capacity_factors (hydro_simple_scenario_id, generation_plant_id, year, month, hydro_min_flow_mw, hydro_avg_flow_mw) SELECT 21 as hydro_simple_scenario_id, 157909 as generation_plant_id, 2018 as year, month, hydro_min_flow_mw, hydro_avg_flow_mw FROM switch.hydro_historical_monthly_capacity_factors WHERE generation_plant_id = 5000893 AND hydro_simple_scenario_id = 1;
INSERT INTO switch.hydro_historical_monthly_capacity_factors (hydro_simple_scenario_id, generation_plant_id, year, month, hydro_min_flow_mw, hydro_avg_flow_mw) SELECT 21 as hydro_simple_scenario_id, 158002 as generation_plant_id, 2018 as year, month, hydro_min_flow_mw, hydro_avg_flow_mw FROM switch.hydro_historical_monthly_capacity_factors WHERE generation_plant_id = 1157631075 AND hydro_simple_scenario_id = 1;
INSERT INTO switch.hydro_historical_monthly_capacity_factors (hydro_simple_scenario_id, generation_plant_id, year, month, hydro_min_flow_mw, hydro_avg_flow_mw) SELECT 21 as hydro_simple_scenario_id, 157841 as generation_plant_id, 2018 as year, month, hydro_min_flow_mw, hydro_avg_flow_mw FROM switch.hydro_historical_monthly_capacity_factors WHERE generation_plant_id = 5000825 AND hydro_simple_scenario_id = 1;
INSERT INTO switch.hydro_historical_monthly_capacity_factors (hydro_simple_scenario_id, generation_plant_id, year, month, hydro_min_flow_mw, hydro_avg_flow_mw) SELECT 21 as hydro_simple_scenario_id, 157997 as generation_plant_id, 2018 as year, month, hydro_min_flow_mw, hydro_avg_flow_mw FROM switch.hydro_historical_monthly_capacity_factors WHERE generation_plant_id = 1157631070 AND hydro_simple_scenario_id = 1;
INSERT INTO switch.hydro_historical_monthly_capacity_factors (hydro_simple_scenario_id, generation_plant_id, year, month, hydro_min_flow_mw, hydro_avg_flow_mw) SELECT 21 as hydro_simple_scenario_id, 158004 as generation_plant_id, 2018 as year, month, hydro_min_flow_mw, hydro_avg_flow_mw FROM switch.hydro_historical_monthly_capacity_factors WHERE generation_plant_id = 1157631077 AND hydro_simple_scenario_id = 1;
INSERT INTO switch.hydro_historical_monthly_capacity_factors (hydro_simple_scenario_id, generation_plant_id, year, month, hydro_min_flow_mw, hydro_avg_flow_mw) SELECT 21 as hydro_simple_scenario_id, 157910 as generation_plant_id, 2018 as year, month, hydro_min_flow_mw, hydro_avg_flow_mw FROM switch.hydro_historical_monthly_capacity_factors WHERE generation_plant_id = 5000894 AND hydro_simple_scenario_id = 1;
INSERT INTO switch.hydro_historical_monthly_capacity_factors (hydro_simple_scenario_id, generation_plant_id, year, month, hydro_min_flow_mw, hydro_avg_flow_mw) SELECT 21 as hydro_simple_scenario_id, 157911 as generation_plant_id, 2018 as year, month, hydro_min_flow_mw, hydro_avg_flow_mw FROM switch.hydro_historical_monthly_capacity_factors WHERE generation_plant_id = 5000895 AND hydro_simple_scenario_id = 1;
INSERT INTO switch.hydro_historical_monthly_capacity_factors (hydro_simple_scenario_id, generation_plant_id, year, month, hydro_min_flow_mw, hydro_avg_flow_mw) SELECT 21 as hydro_simple_scenario_id, 157922 as generation_plant_id, 2018 as year, month, hydro_min_flow_mw, hydro_avg_flow_mw FROM switch.hydro_historical_monthly_capacity_factors WHERE generation_plant_id = 5000906 AND hydro_simple_scenario_id = 1;
INSERT INTO switch.hydro_historical_monthly_capacity_factors (hydro_simple_scenario_id, generation_plant_id, year, month, hydro_min_flow_mw, hydro_avg_flow_mw) SELECT 21 as hydro_simple_scenario_id, 157982 as generation_plant_id, 2018 as year, month, hydro_min_flow_mw, hydro_avg_flow_mw FROM switch.hydro_historical_monthly_capacity_factors WHERE generation_plant_id = 1157631055 AND hydro_simple_scenario_id = 1;
INSERT INTO switch.hydro_historical_monthly_capacity_factors (hydro_simple_scenario_id, generation_plant_id, year, month, hydro_min_flow_mw, hydro_avg_flow_mw) SELECT 21 as hydro_simple_scenario_id, 157981 as generation_plant_id, 2018 as year, month, hydro_min_flow_mw, hydro_avg_flow_mw FROM switch.hydro_historical_monthly_capacity_factors WHERE generation_plant_id = 1157631054 AND hydro_simple_scenario_id = 1;
INSERT INTO switch.hydro_historical_monthly_capacity_factors (hydro_simple_scenario_id, generation_plant_id, year, month, hydro_min_flow_mw, hydro_avg_flow_mw) SELECT 21 as hydro_simple_scenario_id, 157980 as generation_plant_id, 2018 as year, month, hydro_min_flow_mw, hydro_avg_flow_mw FROM switch.hydro_historical_monthly_capacity_factors WHERE generation_plant_id = 1157631053 AND hydro_simple_scenario_id = 1;
INSERT INTO switch.hydro_historical_monthly_capacity_factors (hydro_simple_scenario_id, generation_plant_id, year, month, hydro_min_flow_mw, hydro_avg_flow_mw) SELECT 21 as hydro_simple_scenario_id, 157942 as generation_plant_id, 2018 as year, month, hydro_min_flow_mw, hydro_avg_flow_mw FROM switch.hydro_historical_monthly_capacity_factors WHERE generation_plant_id = 1157631015 AND hydro_simple_scenario_id = 1;
INSERT INTO switch.hydro_historical_monthly_capacity_factors (hydro_simple_scenario_id, generation_plant_id, year, month, hydro_min_flow_mw, hydro_avg_flow_mw) SELECT 21 as hydro_simple_scenario_id, 157912 as generation_plant_id, 2018 as year, month, hydro_min_flow_mw, hydro_avg_flow_mw FROM switch.hydro_historical_monthly_capacity_factors WHERE generation_plant_id = 5000896 AND hydro_simple_scenario_id = 1;
INSERT INTO switch.hydro_historical_monthly_capacity_factors (hydro_simple_scenario_id, generation_plant_id, year, month, hydro_min_flow_mw, hydro_avg_flow_mw) SELECT 21 as hydro_simple_scenario_id, 157913 as generation_plant_id, 2018 as year, month, hydro_min_flow_mw, hydro_avg_flow_mw FROM switch.hydro_historical_monthly_capacity_factors WHERE generation_plant_id = 5000897 AND hydro_simple_scenario_id = 1;
INSERT INTO switch.hydro_historical_monthly_capacity_factors (hydro_simple_scenario_id, generation_plant_id, year, month, hydro_min_flow_mw, hydro_avg_flow_mw) SELECT 21 as hydro_simple_scenario_id, 157914 as generation_plant_id, 2018 as year, month, hydro_min_flow_mw, hydro_avg_flow_mw FROM switch.hydro_historical_monthly_capacity_factors WHERE generation_plant_id = 5000898 AND hydro_simple_scenario_id = 1;
INSERT INTO switch.hydro_historical_monthly_capacity_factors (hydro_simple_scenario_id, generation_plant_id, year, month, hydro_min_flow_mw, hydro_avg_flow_mw) SELECT 21 as hydro_simple_scenario_id, 157915 as generation_plant_id, 2018 as year, month, hydro_min_flow_mw, hydro_avg_flow_mw FROM switch.hydro_historical_monthly_capacity_factors WHERE generation_plant_id = 5000899 AND hydro_simple_scenario_id = 1;
INSERT INTO switch.hydro_historical_monthly_capacity_factors (hydro_simple_scenario_id, generation_plant_id, year, month, hydro_min_flow_mw, hydro_avg_flow_mw) SELECT 21 as hydro_simple_scenario_id, 157916 as generation_plant_id, 2018 as year, month, hydro_min_flow_mw, hydro_avg_flow_mw FROM switch.hydro_historical_monthly_capacity_factors WHERE generation_plant_id = 5000900 AND hydro_simple_scenario_id = 1;
INSERT INTO switch.hydro_historical_monthly_capacity_factors (hydro_simple_scenario_id, generation_plant_id, year, month, hydro_min_flow_mw, hydro_avg_flow_mw) SELECT 21 as hydro_simple_scenario_id, 157974 as generation_plant_id, 2018 as year, month, hydro_min_flow_mw, hydro_avg_flow_mw FROM switch.hydro_historical_monthly_capacity_factors WHERE generation_plant_id = 1157631047 AND hydro_simple_scenario_id = 1;
INSERT INTO switch.hydro_historical_monthly_capacity_factors (hydro_simple_scenario_id, generation_plant_id, year, month, hydro_min_flow_mw, hydro_avg_flow_mw) SELECT 21 as hydro_simple_scenario_id, 157976 as generation_plant_id, 2018 as year, month, hydro_min_flow_mw, hydro_avg_flow_mw FROM switch.hydro_historical_monthly_capacity_factors WHERE generation_plant_id = 1157631049 AND hydro_simple_scenario_id = 1;
INSERT INTO switch.hydro_historical_monthly_capacity_factors (hydro_simple_scenario_id, generation_plant_id, year, month, hydro_min_flow_mw, hydro_avg_flow_mw) SELECT 21 as hydro_simple_scenario_id, 157917 as generation_plant_id, 2018 as year, month, hydro_min_flow_mw, hydro_avg_flow_mw FROM switch.hydro_historical_monthly_capacity_factors WHERE generation_plant_id = 5000901 AND hydro_simple_scenario_id = 1;
INSERT INTO switch.hydro_historical_monthly_capacity_factors (hydro_simple_scenario_id, generation_plant_id, year, month, hydro_min_flow_mw, hydro_avg_flow_mw) SELECT 21 as hydro_simple_scenario_id, 157918 as generation_plant_id, 2018 as year, month, hydro_min_flow_mw, hydro_avg_flow_mw FROM switch.hydro_historical_monthly_capacity_factors WHERE generation_plant_id = 5000902 AND hydro_simple_scenario_id = 1;
INSERT INTO switch.hydro_historical_monthly_capacity_factors (hydro_simple_scenario_id, generation_plant_id, year, month, hydro_min_flow_mw, hydro_avg_flow_mw) SELECT 21 as hydro_simple_scenario_id, 157919 as generation_plant_id, 2018 as year, month, hydro_min_flow_mw, hydro_avg_flow_mw FROM switch.hydro_historical_monthly_capacity_factors WHERE generation_plant_id = 5000903 AND hydro_simple_scenario_id = 1;
INSERT INTO switch.hydro_historical_monthly_capacity_factors (hydro_simple_scenario_id, generation_plant_id, year, month, hydro_min_flow_mw, hydro_avg_flow_mw) SELECT 21 as hydro_simple_scenario_id, 157920 as generation_plant_id, 2018 as year, month, hydro_min_flow_mw, hydro_avg_flow_mw FROM switch.hydro_historical_monthly_capacity_factors WHERE generation_plant_id = 5000904 AND hydro_simple_scenario_id = 1;
INSERT INTO switch.hydro_historical_monthly_capacity_factors (hydro_simple_scenario_id, generation_plant_id, year, month, hydro_min_flow_mw, hydro_avg_flow_mw) SELECT 21 as hydro_simple_scenario_id, 157921 as generation_plant_id, 2018 as year, month, hydro_min_flow_mw, hydro_avg_flow_mw FROM switch.hydro_historical_monthly_capacity_factors WHERE generation_plant_id = 5000905 AND hydro_simple_scenario_id = 1;
INSERT INTO switch.hydro_historical_monthly_capacity_factors (hydro_simple_scenario_id, generation_plant_id, year, month, hydro_min_flow_mw, hydro_avg_flow_mw) SELECT 21 as hydro_simple_scenario_id, 157842 as generation_plant_id, 2018 as year, month, hydro_min_flow_mw, hydro_avg_flow_mw FROM switch.hydro_historical_monthly_capacity_factors WHERE generation_plant_id = 5000826 AND hydro_simple_scenario_id = 1;
INSERT INTO switch.hydro_historical_monthly_capacity_factors (hydro_simple_scenario_id, generation_plant_id, year, month, hydro_min_flow_mw, hydro_avg_flow_mw) SELECT 21 as hydro_simple_scenario_id, 157924 as generation_plant_id, 2018 as year, month, hydro_min_flow_mw, hydro_avg_flow_mw FROM switch.hydro_historical_monthly_capacity_factors WHERE generation_plant_id = 5000908 AND hydro_simple_scenario_id = 1;
INSERT INTO switch.hydro_historical_monthly_capacity_factors (hydro_simple_scenario_id, generation_plant_id, year, month, hydro_min_flow_mw, hydro_avg_flow_mw) SELECT 21 as hydro_simple_scenario_id, 157923 as generation_plant_id, 2018 as year, month, hydro_min_flow_mw, hydro_avg_flow_mw FROM switch.hydro_historical_monthly_capacity_factors WHERE generation_plant_id = 5000907 AND hydro_simple_scenario_id = 1;
INSERT INTO switch.hydro_historical_monthly_capacity_factors (hydro_simple_scenario_id, generation_plant_id, year, month, hydro_min_flow_mw, hydro_avg_flow_mw) SELECT 21 as hydro_simple_scenario_id, 157925 as generation_plant_id, 2018 as year, month, hydro_min_flow_mw, hydro_avg_flow_mw FROM switch.hydro_historical_monthly_capacity_factors WHERE generation_plant_id = 5000909 AND hydro_simple_scenario_id = 1;
INSERT INTO switch.hydro_historical_monthly_capacity_factors (hydro_simple_scenario_id, generation_plant_id, year, month, hydro_min_flow_mw, hydro_avg_flow_mw) SELECT 21 as hydro_simple_scenario_id, 157926 as generation_plant_id, 2018 as year, month, hydro_min_flow_mw, hydro_avg_flow_mw FROM switch.hydro_historical_monthly_capacity_factors WHERE generation_plant_id = 5000910 AND hydro_simple_scenario_id = 1;
INSERT INTO switch.hydro_historical_monthly_capacity_factors (hydro_simple_scenario_id, generation_plant_id, year, month, hydro_min_flow_mw, hydro_avg_flow_mw) SELECT 21 as hydro_simple_scenario_id, 158017 as generation_plant_id, 2018 as year, month, hydro_min_flow_mw, hydro_avg_flow_mw FROM switch.hydro_historical_monthly_capacity_factors WHERE generation_plant_id = 1157631090 AND hydro_simple_scenario_id = 1;
INSERT INTO switch.hydro_historical_monthly_capacity_factors (hydro_simple_scenario_id, generation_plant_id, year, month, hydro_min_flow_mw, hydro_avg_flow_mw) SELECT 21 as hydro_simple_scenario_id, 158016 as generation_plant_id, 2018 as year, month, hydro_min_flow_mw, hydro_avg_flow_mw FROM switch.hydro_historical_monthly_capacity_factors WHERE generation_plant_id = 1157631089 AND hydro_simple_scenario_id = 1;
INSERT INTO switch.hydro_historical_monthly_capacity_factors (hydro_simple_scenario_id, generation_plant_id, year, month, hydro_min_flow_mw, hydro_avg_flow_mw) SELECT 21 as hydro_simple_scenario_id, 158015 as generation_plant_id, 2018 as year, month, hydro_min_flow_mw, hydro_avg_flow_mw FROM switch.hydro_historical_monthly_capacity_factors WHERE generation_plant_id = 1157631088 AND hydro_simple_scenario_id = 1;
INSERT INTO switch.hydro_historical_monthly_capacity_factors (hydro_simple_scenario_id, generation_plant_id, year, month, hydro_min_flow_mw, hydro_avg_flow_mw) SELECT 21 as hydro_simple_scenario_id, 157975 as generation_plant_id, 2018 as year, month, hydro_min_flow_mw, hydro_avg_flow_mw FROM switch.hydro_historical_monthly_capacity_factors WHERE generation_plant_id = 1157631048 AND hydro_simple_scenario_id = 1;
INSERT INTO switch.hydro_historical_monthly_capacity_factors (hydro_simple_scenario_id, generation_plant_id, year, month, hydro_min_flow_mw, hydro_avg_flow_mw) SELECT 21 as hydro_simple_scenario_id, 157977 as generation_plant_id, 2018 as year, month, hydro_min_flow_mw, hydro_avg_flow_mw FROM switch.hydro_historical_monthly_capacity_factors WHERE generation_plant_id = 1157631050 AND hydro_simple_scenario_id = 1;
INSERT INTO switch.hydro_historical_monthly_capacity_factors (hydro_simple_scenario_id, generation_plant_id, year, month, hydro_min_flow_mw, hydro_avg_flow_mw) SELECT 21 as hydro_simple_scenario_id, 157963 as generation_plant_id, 2018 as year, month, hydro_min_flow_mw, hydro_avg_flow_mw FROM switch.hydro_historical_monthly_capacity_factors WHERE generation_plant_id = 1157631036 AND hydro_simple_scenario_id = 1;
INSERT INTO switch.hydro_historical_monthly_capacity_factors (hydro_simple_scenario_id, generation_plant_id, year, month, hydro_min_flow_mw, hydro_avg_flow_mw) SELECT 21 as hydro_simple_scenario_id, 157964 as generation_plant_id, 2018 as year, month, hydro_min_flow_mw, hydro_avg_flow_mw FROM switch.hydro_historical_monthly_capacity_factors WHERE generation_plant_id = 1157631037 AND hydro_simple_scenario_id = 1;
INSERT INTO switch.hydro_historical_monthly_capacity_factors (hydro_simple_scenario_id, generation_plant_id, year, month, hydro_min_flow_mw, hydro_avg_flow_mw) SELECT 21 as hydro_simple_scenario_id, 157965 as generation_plant_id, 2018 as year, month, hydro_min_flow_mw, hydro_avg_flow_mw FROM switch.hydro_historical_monthly_capacity_factors WHERE generation_plant_id = 1157631038 AND hydro_simple_scenario_id = 1;
INSERT INTO switch.hydro_historical_monthly_capacity_factors (hydro_simple_scenario_id, generation_plant_id, year, month, hydro_min_flow_mw, hydro_avg_flow_mw) SELECT 21 as hydro_simple_scenario_id, 157966 as generation_plant_id, 2018 as year, month, hydro_min_flow_mw, hydro_avg_flow_mw FROM switch.hydro_historical_monthly_capacity_factors WHERE generation_plant_id = 1157631039 AND hydro_simple_scenario_id = 1;
INSERT INTO switch.hydro_historical_monthly_capacity_factors (hydro_simple_scenario_id, generation_plant_id, year, month, hydro_min_flow_mw, hydro_avg_flow_mw) SELECT 21 as hydro_simple_scenario_id, 158043 as generation_plant_id, 2018 as year, month, hydro_min_flow_mw, hydro_avg_flow_mw FROM switch.hydro_historical_monthly_capacity_factors WHERE generation_plant_id = 1157631116 AND hydro_simple_scenario_id = 1;
INSERT INTO switch.hydro_historical_monthly_capacity_factors (hydro_simple_scenario_id, generation_plant_id, year, month, hydro_min_flow_mw, hydro_avg_flow_mw) SELECT 21 as hydro_simple_scenario_id, 158040 as generation_plant_id, 2018 as year, month, hydro_min_flow_mw, hydro_avg_flow_mw FROM switch.hydro_historical_monthly_capacity_factors WHERE generation_plant_id = 1157631113 AND hydro_simple_scenario_id = 1;
INSERT INTO switch.hydro_historical_monthly_capacity_factors (hydro_simple_scenario_id, generation_plant_id, year, month, hydro_min_flow_mw, hydro_avg_flow_mw) SELECT 21 as hydro_simple_scenario_id, 157843 as generation_plant_id, 2018 as year, month, hydro_min_flow_mw, hydro_avg_flow_mw FROM switch.hydro_historical_monthly_capacity_factors WHERE generation_plant_id = 5000827 AND hydro_simple_scenario_id = 1;
INSERT INTO switch.hydro_historical_monthly_capacity_factors (hydro_simple_scenario_id, generation_plant_id, year, month, hydro_min_flow_mw, hydro_avg_flow_mw) SELECT 21 as hydro_simple_scenario_id, 157927 as generation_plant_id, 2018 as year, month, hydro_min_flow_mw, hydro_avg_flow_mw FROM switch.hydro_historical_monthly_capacity_factors WHERE generation_plant_id = 5000911 AND hydro_simple_scenario_id = 1;
INSERT INTO switch.hydro_historical_monthly_capacity_factors (hydro_simple_scenario_id, generation_plant_id, year, month, hydro_min_flow_mw, hydro_avg_flow_mw) SELECT 21 as hydro_simple_scenario_id, 157928 as generation_plant_id, 2018 as year, month, hydro_min_flow_mw, hydro_avg_flow_mw FROM switch.hydro_historical_monthly_capacity_factors WHERE generation_plant_id = 5000912 AND hydro_simple_scenario_id = 1;
INSERT INTO switch.hydro_historical_monthly_capacity_factors (hydro_simple_scenario_id, generation_plant_id, year, month, hydro_min_flow_mw, hydro_avg_flow_mw) SELECT 21 as hydro_simple_scenario_id, 157844 as generation_plant_id, 2018 as year, month, hydro_min_flow_mw, hydro_avg_flow_mw FROM switch.hydro_historical_monthly_capacity_factors WHERE generation_plant_id = 5000828 AND hydro_simple_scenario_id = 1;
INSERT INTO switch.hydro_historical_monthly_capacity_factors (hydro_simple_scenario_id, generation_plant_id, year, month, hydro_min_flow_mw, hydro_avg_flow_mw) SELECT 21 as hydro_simple_scenario_id, 157929 as generation_plant_id, 2018 as year, month, hydro_min_flow_mw, hydro_avg_flow_mw FROM switch.hydro_historical_monthly_capacity_factors WHERE generation_plant_id = 5000913 AND hydro_simple_scenario_id = 1;
INSERT INTO switch.hydro_historical_monthly_capacity_factors (hydro_simple_scenario_id, generation_plant_id, year, month, hydro_min_flow_mw, hydro_avg_flow_mw) SELECT 21 as hydro_simple_scenario_id, 157930 as generation_plant_id, 2018 as year, month, hydro_min_flow_mw, hydro_avg_flow_mw FROM switch.hydro_historical_monthly_capacity_factors WHERE generation_plant_id = 5000914 AND hydro_simple_scenario_id = 1;
INSERT INTO switch.hydro_historical_monthly_capacity_factors (hydro_simple_scenario_id, generation_plant_id, year, month, hydro_min_flow_mw, hydro_avg_flow_mw) SELECT 21 as hydro_simple_scenario_id, 157931 as generation_plant_id, 2018 as year, month, hydro_min_flow_mw, hydro_avg_flow_mw FROM switch.hydro_historical_monthly_capacity_factors WHERE generation_plant_id = 5000915 AND hydro_simple_scenario_id = 1;
INSERT INTO switch.hydro_historical_monthly_capacity_factors (hydro_simple_scenario_id, generation_plant_id, year, month, hydro_min_flow_mw, hydro_avg_flow_mw) SELECT 21 as hydro_simple_scenario_id, 157932 as generation_plant_id, 2018 as year, month, hydro_min_flow_mw, hydro_avg_flow_mw FROM switch.hydro_historical_monthly_capacity_factors WHERE generation_plant_id = 5000916 AND hydro_simple_scenario_id = 1;
INSERT INTO switch.hydro_historical_monthly_capacity_factors (hydro_simple_scenario_id, generation_plant_id, year, month, hydro_min_flow_mw, hydro_avg_flow_mw) SELECT 21 as hydro_simple_scenario_id, 157933 as generation_plant_id, 2018 as year, month, hydro_min_flow_mw, hydro_avg_flow_mw FROM switch.hydro_historical_monthly_capacity_factors WHERE generation_plant_id = 5000917 AND hydro_simple_scenario_id = 1;
INSERT INTO switch.hydro_historical_monthly_capacity_factors (hydro_simple_scenario_id, generation_plant_id, year, month, hydro_min_flow_mw, hydro_avg_flow_mw) SELECT 21 as hydro_simple_scenario_id, 157934 as generation_plant_id, 2018 as year, month, hydro_min_flow_mw, hydro_avg_flow_mw FROM switch.hydro_historical_monthly_capacity_factors WHERE generation_plant_id = 5000918 AND hydro_simple_scenario_id = 1;
INSERT INTO switch.hydro_historical_monthly_capacity_factors (hydro_simple_scenario_id, generation_plant_id, year, month, hydro_min_flow_mw, hydro_avg_flow_mw) SELECT 21 as hydro_simple_scenario_id, 158010 as generation_plant_id, 2018 as year, month, hydro_min_flow_mw, hydro_avg_flow_mw FROM switch.hydro_historical_monthly_capacity_factors WHERE generation_plant_id = 1157631083 AND hydro_simple_scenario_id = 1;
INSERT INTO switch.hydro_historical_monthly_capacity_factors (hydro_simple_scenario_id, generation_plant_id, year, month, hydro_min_flow_mw, hydro_avg_flow_mw) SELECT 21 as hydro_simple_scenario_id, 157952 as generation_plant_id, 2018 as year, month, hydro_min_flow_mw, hydro_avg_flow_mw FROM switch.hydro_historical_monthly_capacity_factors WHERE generation_plant_id = 1157631025 AND hydro_simple_scenario_id = 1;
INSERT INTO switch.hydro_historical_monthly_capacity_factors (hydro_simple_scenario_id, generation_plant_id, year, month, hydro_min_flow_mw, hydro_avg_flow_mw) SELECT 21 as hydro_simple_scenario_id, 157949 as generation_plant_id, 2018 as year, month, hydro_min_flow_mw, hydro_avg_flow_mw FROM switch.hydro_historical_monthly_capacity_factors WHERE generation_plant_id = 1157631022 AND hydro_simple_scenario_id = 1;
INSERT INTO switch.hydro_historical_monthly_capacity_factors (hydro_simple_scenario_id, generation_plant_id, year, month, hydro_min_flow_mw, hydro_avg_flow_mw) SELECT 21 as hydro_simple_scenario_id, 157962 as generation_plant_id, 2018 as year, month, hydro_min_flow_mw, hydro_avg_flow_mw FROM switch.hydro_historical_monthly_capacity_factors WHERE generation_plant_id = 1157631035 AND hydro_simple_scenario_id = 1;
INSERT INTO switch.hydro_historical_monthly_capacity_factors (hydro_simple_scenario_id, generation_plant_id, year, month, hydro_min_flow_mw, hydro_avg_flow_mw) SELECT 21 as hydro_simple_scenario_id, 157935 as generation_plant_id, 2018 as year, month, hydro_min_flow_mw, hydro_avg_flow_mw FROM switch.hydro_historical_monthly_capacity_factors WHERE generation_plant_id = 5000919 AND hydro_simple_scenario_id = 1;
INSERT INTO switch.hydro_historical_monthly_capacity_factors (hydro_simple_scenario_id, generation_plant_id, year, month, hydro_min_flow_mw, hydro_avg_flow_mw) SELECT 21 as hydro_simple_scenario_id, 157936 as generation_plant_id, 2018 as year, month, hydro_min_flow_mw, hydro_avg_flow_mw FROM switch.hydro_historical_monthly_capacity_factors WHERE generation_plant_id = 5000920 AND hydro_simple_scenario_id = 1;
INSERT INTO switch.hydro_historical_monthly_capacity_factors (hydro_simple_scenario_id, generation_plant_id, year, month, hydro_min_flow_mw, hydro_avg_flow_mw) SELECT 21 as hydro_simple_scenario_id, 158007 as generation_plant_id, 2018 as year, month, hydro_min_flow_mw, hydro_avg_flow_mw FROM switch.hydro_historical_monthly_capacity_factors WHERE generation_plant_id = 1157631080 AND hydro_simple_scenario_id = 1;
INSERT INTO switch.hydro_historical_monthly_capacity_factors (hydro_simple_scenario_id, generation_plant_id, year, month, hydro_min_flow_mw, hydro_avg_flow_mw) SELECT 21 as hydro_simple_scenario_id, 157937 as generation_plant_id, 2018 as year, month, hydro_min_flow_mw, hydro_avg_flow_mw FROM switch.hydro_historical_monthly_capacity_factors WHERE generation_plant_id = 5000921 AND hydro_simple_scenario_id = 1;
INSERT INTO switch.hydro_historical_monthly_capacity_factors (hydro_simple_scenario_id, generation_plant_id, year, month, hydro_min_flow_mw, hydro_avg_flow_mw) SELECT 21 as hydro_simple_scenario_id, 157938 as generation_plant_id, 2018 as year, month, hydro_min_flow_mw, hydro_avg_flow_mw FROM switch.hydro_historical_monthly_capacity_factors WHERE generation_plant_id = 5000922 AND hydro_simple_scenario_id = 1;
INSERT INTO switch.hydro_historical_monthly_capacity_factors (hydro_simple_scenario_id, generation_plant_id, year, month, hydro_min_flow_mw, hydro_avg_flow_mw) SELECT 21 as hydro_simple_scenario_id, 157845 as generation_plant_id, 2018 as year, month, hydro_min_flow_mw, hydro_avg_flow_mw FROM switch.hydro_historical_monthly_capacity_factors WHERE generation_plant_id = 5000829 AND hydro_simple_scenario_id = 1;
INSERT INTO switch.hydro_historical_monthly_capacity_factors (hydro_simple_scenario_id, generation_plant_id, year, month, hydro_min_flow_mw, hydro_avg_flow_mw) SELECT 21 as hydro_simple_scenario_id, 158055 as generation_plant_id, 2018 as year, month, hydro_min_flow_mw, hydro_avg_flow_mw FROM switch.hydro_historical_monthly_capacity_factors WHERE generation_plant_id = 1157631128 AND hydro_simple_scenario_id = 1;
INSERT INTO switch.hydro_historical_monthly_capacity_factors (hydro_simple_scenario_id, generation_plant_id, year, month, hydro_min_flow_mw, hydro_avg_flow_mw) SELECT 21 as hydro_simple_scenario_id, 158056 as generation_plant_id, 2018 as year, month, hydro_min_flow_mw, hydro_avg_flow_mw FROM switch.hydro_historical_monthly_capacity_factors WHERE generation_plant_id = 1157631129 AND hydro_simple_scenario_id = 1;
INSERT INTO switch.hydro_historical_monthly_capacity_factors (hydro_simple_scenario_id, generation_plant_id, year, month, hydro_min_flow_mw, hydro_avg_flow_mw) SELECT 21 as hydro_simple_scenario_id, 157939 as generation_plant_id, 2018 as year, month, hydro_min_flow_mw, hydro_avg_flow_mw FROM switch.hydro_historical_monthly_capacity_factors WHERE generation_plant_id = 5000923 AND hydro_simple_scenario_id = 1;
INSERT INTO switch.hydro_historical_monthly_capacity_factors (hydro_simple_scenario_id, generation_plant_id, year, month, hydro_min_flow_mw, hydro_avg_flow_mw) SELECT 21 as hydro_simple_scenario_id, 158059 as generation_plant_id, 2018 as year, month, hydro_min_flow_mw, hydro_avg_flow_mw FROM switch.hydro_historical_monthly_capacity_factors WHERE generation_plant_id = 1157631165 AND hydro_simple_scenario_id = 1;
INSERT INTO switch.hydro_historical_monthly_capacity_factors (hydro_simple_scenario_id, generation_plant_id, year, month, hydro_min_flow_mw, hydro_avg_flow_mw) SELECT 21 as hydro_simple_scenario_id, 158068 as generation_plant_id, 2018 as year, month, hydro_min_flow_mw, hydro_avg_flow_mw FROM switch.hydro_historical_monthly_capacity_factors WHERE generation_plant_id = 1157631174 AND hydro_simple_scenario_id = 1;
INSERT INTO switch.hydro_historical_monthly_capacity_factors (hydro_simple_scenario_id, generation_plant_id, year, month, hydro_min_flow_mw, hydro_avg_flow_mw) SELECT 21 as hydro_simple_scenario_id, 158069 as generation_plant_id, 2018 as year, month, hydro_min_flow_mw, hydro_avg_flow_mw FROM switch.hydro_historical_monthly_capacity_factors WHERE generation_plant_id = 1157631175 AND hydro_simple_scenario_id = 1;
INSERT INTO switch.hydro_historical_monthly_capacity_factors (hydro_simple_scenario_id, generation_plant_id, year, month, hydro_min_flow_mw, hydro_avg_flow_mw) SELECT 21 as hydro_simple_scenario_id, 158070 as generation_plant_id, 2018 as year, month, hydro_min_flow_mw, hydro_avg_flow_mw FROM switch.hydro_historical_monthly_capacity_factors WHERE generation_plant_id = 1157631176 AND hydro_simple_scenario_id = 1;
INSERT INTO switch.hydro_historical_monthly_capacity_factors (hydro_simple_scenario_id, generation_plant_id, year, month, hydro_min_flow_mw, hydro_avg_flow_mw) SELECT 21 as hydro_simple_scenario_id, 158071 as generation_plant_id, 2018 as year, month, hydro_min_flow_mw, hydro_avg_flow_mw FROM switch.hydro_historical_monthly_capacity_factors WHERE generation_plant_id = 1157631177 AND hydro_simple_scenario_id = 1;
INSERT INTO switch.hydro_historical_monthly_capacity_factors (hydro_simple_scenario_id, generation_plant_id, year, month, hydro_min_flow_mw, hydro_avg_flow_mw) SELECT 21 as hydro_simple_scenario_id, 158072 as generation_plant_id, 2018 as year, month, hydro_min_flow_mw, hydro_avg_flow_mw FROM switch.hydro_historical_monthly_capacity_factors WHERE generation_plant_id = 1157631178 AND hydro_simple_scenario_id = 1;
INSERT INTO switch.hydro_historical_monthly_capacity_factors (hydro_simple_scenario_id, generation_plant_id, year, month, hydro_min_flow_mw, hydro_avg_flow_mw) SELECT 21 as hydro_simple_scenario_id, 158073 as generation_plant_id, 2018 as year, month, hydro_min_flow_mw, hydro_avg_flow_mw FROM switch.hydro_historical_monthly_capacity_factors WHERE generation_plant_id = 1157631179 AND hydro_simple_scenario_id = 1;
INSERT INTO switch.hydro_historical_monthly_capacity_factors (hydro_simple_scenario_id, generation_plant_id, year, month, hydro_min_flow_mw, hydro_avg_flow_mw) SELECT 21 as hydro_simple_scenario_id, 158074 as generation_plant_id, 2018 as year, month, hydro_min_flow_mw, hydro_avg_flow_mw FROM switch.hydro_historical_monthly_capacity_factors WHERE generation_plant_id = 1157631180 AND hydro_simple_scenario_id = 1;
INSERT INTO switch.hydro_historical_monthly_capacity_factors (hydro_simple_scenario_id, generation_plant_id, year, month, hydro_min_flow_mw, hydro_avg_flow_mw) SELECT 21 as hydro_simple_scenario_id, 158075 as generation_plant_id, 2018 as year, month, hydro_min_flow_mw, hydro_avg_flow_mw FROM switch.hydro_historical_monthly_capacity_factors WHERE generation_plant_id = 1157631181 AND hydro_simple_scenario_id = 1;
INSERT INTO switch.hydro_historical_monthly_capacity_factors (hydro_simple_scenario_id, generation_plant_id, year, month, hydro_min_flow_mw, hydro_avg_flow_mw) SELECT 21 as hydro_simple_scenario_id, 158076 as generation_plant_id, 2018 as year, month, hydro_min_flow_mw, hydro_avg_flow_mw FROM switch.hydro_historical_monthly_capacity_factors WHERE generation_plant_id = 1157631182 AND hydro_simple_scenario_id = 1;
INSERT INTO switch.hydro_historical_monthly_capacity_factors (hydro_simple_scenario_id, generation_plant_id, year, month, hydro_min_flow_mw, hydro_avg_flow_mw) SELECT 21 as hydro_simple_scenario_id, 158077 as generation_plant_id, 2018 as year, month, hydro_min_flow_mw, hydro_avg_flow_mw FROM switch.hydro_historical_monthly_capacity_factors WHERE generation_plant_id = 1157631183 AND hydro_simple_scenario_id = 1;
INSERT INTO switch.hydro_historical_monthly_capacity_factors (hydro_simple_scenario_id, generation_plant_id, year, month, hydro_min_flow_mw, hydro_avg_flow_mw) SELECT 21 as hydro_simple_scenario_id, 158060 as generation_plant_id, 2018 as year, month, hydro_min_flow_mw, hydro_avg_flow_mw FROM switch.hydro_historical_monthly_capacity_factors WHERE generation_plant_id = 1157631166 AND hydro_simple_scenario_id = 1;
INSERT INTO switch.hydro_historical_monthly_capacity_factors (hydro_simple_scenario_id, generation_plant_id, year, month, hydro_min_flow_mw, hydro_avg_flow_mw) SELECT 21 as hydro_simple_scenario_id, 158078 as generation_plant_id, 2018 as year, month, hydro_min_flow_mw, hydro_avg_flow_mw FROM switch.hydro_historical_monthly_capacity_factors WHERE generation_plant_id = 1157631184 AND hydro_simple_scenario_id = 1;
INSERT INTO switch.hydro_historical_monthly_capacity_factors (hydro_simple_scenario_id, generation_plant_id, year, month, hydro_min_flow_mw, hydro_avg_flow_mw) SELECT 21 as hydro_simple_scenario_id, 158079 as generation_plant_id, 2018 as year, month, hydro_min_flow_mw, hydro_avg_flow_mw FROM switch.hydro_historical_monthly_capacity_factors WHERE generation_plant_id = 1157631185 AND hydro_simple_scenario_id = 1;
INSERT INTO switch.hydro_historical_monthly_capacity_factors (hydro_simple_scenario_id, generation_plant_id, year, month, hydro_min_flow_mw, hydro_avg_flow_mw) SELECT 21 as hydro_simple_scenario_id, 158080 as generation_plant_id, 2018 as year, month, hydro_min_flow_mw, hydro_avg_flow_mw FROM switch.hydro_historical_monthly_capacity_factors WHERE generation_plant_id = 1157631186 AND hydro_simple_scenario_id = 1;
INSERT INTO switch.hydro_historical_monthly_capacity_factors (hydro_simple_scenario_id, generation_plant_id, year, month, hydro_min_flow_mw, hydro_avg_flow_mw) SELECT 21 as hydro_simple_scenario_id, 158081 as generation_plant_id, 2018 as year, month, hydro_min_flow_mw, hydro_avg_flow_mw FROM switch.hydro_historical_monthly_capacity_factors WHERE generation_plant_id = 1157631187 AND hydro_simple_scenario_id = 1;
INSERT INTO switch.hydro_historical_monthly_capacity_factors (hydro_simple_scenario_id, generation_plant_id, year, month, hydro_min_flow_mw, hydro_avg_flow_mw) SELECT 21 as hydro_simple_scenario_id, 158082 as generation_plant_id, 2018 as year, month, hydro_min_flow_mw, hydro_avg_flow_mw FROM switch.hydro_historical_monthly_capacity_factors WHERE generation_plant_id = 1157631188 AND hydro_simple_scenario_id = 1;
INSERT INTO switch.hydro_historical_monthly_capacity_factors (hydro_simple_scenario_id, generation_plant_id, year, month, hydro_min_flow_mw, hydro_avg_flow_mw) SELECT 21 as hydro_simple_scenario_id, 158083 as generation_plant_id, 2018 as year, month, hydro_min_flow_mw, hydro_avg_flow_mw FROM switch.hydro_historical_monthly_capacity_factors WHERE generation_plant_id = 1157631189 AND hydro_simple_scenario_id = 1;
INSERT INTO switch.hydro_historical_monthly_capacity_factors (hydro_simple_scenario_id, generation_plant_id, year, month, hydro_min_flow_mw, hydro_avg_flow_mw) SELECT 21 as hydro_simple_scenario_id, 158084 as generation_plant_id, 2018 as year, month, hydro_min_flow_mw, hydro_avg_flow_mw FROM switch.hydro_historical_monthly_capacity_factors WHERE generation_plant_id = 1157631190 AND hydro_simple_scenario_id = 1;
INSERT INTO switch.hydro_historical_monthly_capacity_factors (hydro_simple_scenario_id, generation_plant_id, year, month, hydro_min_flow_mw, hydro_avg_flow_mw) SELECT 21 as hydro_simple_scenario_id, 158085 as generation_plant_id, 2018 as year, month, hydro_min_flow_mw, hydro_avg_flow_mw FROM switch.hydro_historical_monthly_capacity_factors WHERE generation_plant_id = 1157631191 AND hydro_simple_scenario_id = 1;
INSERT INTO switch.hydro_historical_monthly_capacity_factors (hydro_simple_scenario_id, generation_plant_id, year, month, hydro_min_flow_mw, hydro_avg_flow_mw) SELECT 21 as hydro_simple_scenario_id, 158086 as generation_plant_id, 2018 as year, month, hydro_min_flow_mw, hydro_avg_flow_mw FROM switch.hydro_historical_monthly_capacity_factors WHERE generation_plant_id = 1157631192 AND hydro_simple_scenario_id = 1;
INSERT INTO switch.hydro_historical_monthly_capacity_factors (hydro_simple_scenario_id, generation_plant_id, year, month, hydro_min_flow_mw, hydro_avg_flow_mw) SELECT 21 as hydro_simple_scenario_id, 158087 as generation_plant_id, 2018 as year, month, hydro_min_flow_mw, hydro_avg_flow_mw FROM switch.hydro_historical_monthly_capacity_factors WHERE generation_plant_id = 1157631193 AND hydro_simple_scenario_id = 1;
INSERT INTO switch.hydro_historical_monthly_capacity_factors (hydro_simple_scenario_id, generation_plant_id, year, month, hydro_min_flow_mw, hydro_avg_flow_mw) SELECT 21 as hydro_simple_scenario_id, 158061 as generation_plant_id, 2018 as year, month, hydro_min_flow_mw, hydro_avg_flow_mw FROM switch.hydro_historical_monthly_capacity_factors WHERE generation_plant_id = 1157631167 AND hydro_simple_scenario_id = 1;
INSERT INTO switch.hydro_historical_monthly_capacity_factors (hydro_simple_scenario_id, generation_plant_id, year, month, hydro_min_flow_mw, hydro_avg_flow_mw) SELECT 21 as hydro_simple_scenario_id, 158088 as generation_plant_id, 2018 as year, month, hydro_min_flow_mw, hydro_avg_flow_mw FROM switch.hydro_historical_monthly_capacity_factors WHERE generation_plant_id = 1157631194 AND hydro_simple_scenario_id = 1;
INSERT INTO switch.hydro_historical_monthly_capacity_factors (hydro_simple_scenario_id, generation_plant_id, year, month, hydro_min_flow_mw, hydro_avg_flow_mw) SELECT 21 as hydro_simple_scenario_id, 158089 as generation_plant_id, 2018 as year, month, hydro_min_flow_mw, hydro_avg_flow_mw FROM switch.hydro_historical_monthly_capacity_factors WHERE generation_plant_id = 1157631195 AND hydro_simple_scenario_id = 1;
INSERT INTO switch.hydro_historical_monthly_capacity_factors (hydro_simple_scenario_id, generation_plant_id, year, month, hydro_min_flow_mw, hydro_avg_flow_mw) SELECT 21 as hydro_simple_scenario_id, 158090 as generation_plant_id, 2018 as year, month, hydro_min_flow_mw, hydro_avg_flow_mw FROM switch.hydro_historical_monthly_capacity_factors WHERE generation_plant_id = 1157631196 AND hydro_simple_scenario_id = 1;
INSERT INTO switch.hydro_historical_monthly_capacity_factors (hydro_simple_scenario_id, generation_plant_id, year, month, hydro_min_flow_mw, hydro_avg_flow_mw) SELECT 21 as hydro_simple_scenario_id, 158091 as generation_plant_id, 2018 as year, month, hydro_min_flow_mw, hydro_avg_flow_mw FROM switch.hydro_historical_monthly_capacity_factors WHERE generation_plant_id = 1157631197 AND hydro_simple_scenario_id = 1;
INSERT INTO switch.hydro_historical_monthly_capacity_factors (hydro_simple_scenario_id, generation_plant_id, year, month, hydro_min_flow_mw, hydro_avg_flow_mw) SELECT 21 as hydro_simple_scenario_id, 158092 as generation_plant_id, 2018 as year, month, hydro_min_flow_mw, hydro_avg_flow_mw FROM switch.hydro_historical_monthly_capacity_factors WHERE generation_plant_id = 1157631198 AND hydro_simple_scenario_id = 1;
INSERT INTO switch.hydro_historical_monthly_capacity_factors (hydro_simple_scenario_id, generation_plant_id, year, month, hydro_min_flow_mw, hydro_avg_flow_mw) SELECT 21 as hydro_simple_scenario_id, 158062 as generation_plant_id, 2018 as year, month, hydro_min_flow_mw, hydro_avg_flow_mw FROM switch.hydro_historical_monthly_capacity_factors WHERE generation_plant_id = 1157631168 AND hydro_simple_scenario_id = 1;
INSERT INTO switch.hydro_historical_monthly_capacity_factors (hydro_simple_scenario_id, generation_plant_id, year, month, hydro_min_flow_mw, hydro_avg_flow_mw) SELECT 21 as hydro_simple_scenario_id, 158063 as generation_plant_id, 2018 as year, month, hydro_min_flow_mw, hydro_avg_flow_mw FROM switch.hydro_historical_monthly_capacity_factors WHERE generation_plant_id = 1157631169 AND hydro_simple_scenario_id = 1;
INSERT INTO switch.hydro_historical_monthly_capacity_factors (hydro_simple_scenario_id, generation_plant_id, year, month, hydro_min_flow_mw, hydro_avg_flow_mw) SELECT 21 as hydro_simple_scenario_id, 158064 as generation_plant_id, 2018 as year, month, hydro_min_flow_mw, hydro_avg_flow_mw FROM switch.hydro_historical_monthly_capacity_factors WHERE generation_plant_id = 1157631170 AND hydro_simple_scenario_id = 1;
INSERT INTO switch.hydro_historical_monthly_capacity_factors (hydro_simple_scenario_id, generation_plant_id, year, month, hydro_min_flow_mw, hydro_avg_flow_mw) SELECT 21 as hydro_simple_scenario_id, 158065 as generation_plant_id, 2018 as year, month, hydro_min_flow_mw, hydro_avg_flow_mw FROM switch.hydro_historical_monthly_capacity_factors WHERE generation_plant_id = 1157631171 AND hydro_simple_scenario_id = 1;
INSERT INTO switch.hydro_historical_monthly_capacity_factors (hydro_simple_scenario_id, generation_plant_id, year, month, hydro_min_flow_mw, hydro_avg_flow_mw) SELECT 21 as hydro_simple_scenario_id, 158066 as generation_plant_id, 2018 as year, month, hydro_min_flow_mw, hydro_avg_flow_mw FROM switch.hydro_historical_monthly_capacity_factors WHERE generation_plant_id = 1157631172 AND hydro_simple_scenario_id = 1;
INSERT INTO switch.hydro_historical_monthly_capacity_factors (hydro_simple_scenario_id, generation_plant_id, year, month, hydro_min_flow_mw, hydro_avg_flow_mw) SELECT 21 as hydro_simple_scenario_id, 158067 as generation_plant_id, 2018 as year, month, hydro_min_flow_mw, hydro_avg_flow_mw FROM switch.hydro_historical_monthly_capacity_factors WHERE generation_plant_id = 1157631173 AND hydro_simple_scenario_id = 1;
INSERT INTO switch.hydro_historical_monthly_capacity_factors (hydro_simple_scenario_id, generation_plant_id, year, month, hydro_min_flow_mw, hydro_avg_flow_mw) SELECT 21 as hydro_simple_scenario_id, 158009 as generation_plant_id, 2018 as year, month, hydro_min_flow_mw, hydro_avg_flow_mw FROM switch.hydro_historical_monthly_capacity_factors WHERE generation_plant_id = 1157631082 AND hydro_simple_scenario_id = 1;
INSERT INTO switch.hydro_historical_monthly_capacity_factors (hydro_simple_scenario_id, generation_plant_id, year, month, hydro_min_flow_mw, hydro_avg_flow_mw) SELECT 21 as hydro_simple_scenario_id, 158014 as generation_plant_id, 2018 as year, month, hydro_min_flow_mw, hydro_avg_flow_mw FROM switch.hydro_historical_monthly_capacity_factors WHERE generation_plant_id = 1157631087 AND hydro_simple_scenario_id = 1;